## raw
Intensity | Model | Infrastructure | Infra_details | Measure | Units | DamageFactor
0 | F1.1 | Plant | Small power plants, capacity <100 MW | Floods | Depth (m) | 0
0.05 | F1.1 | Plant | Small power plants, capacity <100 MW | Floods | Depth (m) | 0.004101
0.1 | F1.1 | Plant | Small power plants, capacity <100 MW | Floods | Depth (m) | 0.0082021
0.15 | F1.1 | Plant | Small power plants, capacity <100 MW | Floods | Depth (m) | 0.012303
0.2 | F1.1 | Plant | Small power plants, capacity <100 MW | Floods | Depth (m) | 0.016404
0.25 | F1.1 | Plant | Small power plants, capacity <100 MW | Floods | Depth (m) | 0.020505
0.3 | F1.1 | Plant | Small power plants, capacity <100 MW | Floods | Depth (m) | 0.024606
0.35 | F1.1 | Plant | Small power plants, capacity <100 MW | Floods | Depth (m) | 0.028707
0.4 | F1.1 | Plant | Small power plants, capacity <100 MW | Floods | Depth (m) | 0.032808
0.45 | F1.1 | Plant | Small power plants, capacity <100 MW | Floods | Depth (m) | 0.036909
0.5 | F1.1 | Plant | Small power plants, capacity <100 MW | Floods | Depth (m) | 0.04101
0.55 | F1.1 | Plant | Small power plants, capacity <100 MW | Floods | Depth (m) | 0.045112
0.6 | F1.1 | Plant | Small power plants, capacity <100 MW | Floods | Depth (m) | 0.049213
0.65 | F1.1 | Plant | Small power plants, capacity <100 MW | Floods | Depth (m) | 0.053314
0.7 | F1.1 | Plant | Small power plants, capacity <100 MW | Floods | Depth (m) | 0.057415
0.75 | F1.1 | Plant | Small power plants, capacity <100 MW | Floods | Depth (m) | 0.061516
0.8 | F1.1 | Plant | Small power plants, capacity <100 MW | Floods | Depth (m) | 0.065617
0.85 | F1.1 | Plant | Small power plants, capacity <100 MW | Floods | Depth (m) | 0.069718
0.9 | F1.1 | Plant | Small power plants, capacity <100 MW | Floods | Depth (m) | 0.073819
0.95 | F1.1 | Plant | Small power plants, capacity <100 MW | Floods | Depth (m) | 0.07792
1 | F1.1 | Plant | Small power plants, capacity <100 MW | Floods | Depth (m) | 0.082021
1.05 | F1.1 | Plant | Small power plants, capacity <100 MW | Floods | Depth (m) | 0.086122
1.1 | F1.1 | Plant | Small power plants, capacity <100 MW | Floods | Depth (m) | 0.090223
1.15 | F1.1 | Plant | Small power plants, capacity <100 MW | Floods | Depth (m) | 0.094324
1.2 | F1.1 | Plant | Small power plants, capacity <100 MW | Floods | Depth (m) | 0.098425
1.25 | F1.1 | Plant | Small power plants, capacity <100 MW | Floods | Depth (m) | 0.10253
1.3 | F1.1 | Plant | Small power plants, capacity <100 MW | Floods | Depth (m) | 0.10663
1.35 | F1.1 | Plant | Small power plants, capacity <100 MW | Floods | Depth (m) | 0.11073
1.4 | F1.1 | Plant | Small power plants, capacity <100 MW | Floods | Depth (m) | 0.11483
1.45 | F1.1 | Plant | Small power plants, capacity <100 MW | Floods | Depth (m) | 0.11893
1.5 | F1.1 | Plant | Small power plants, capacity <100 MW | Floods | Depth (m) | 0.12303
1.55 | F1.1 | Plant | Small power plants, capacity <100 MW | Floods | Depth (m) | 0.12713
1.6 | F1.1 | Plant | Small power plants, capacity <100 MW | Floods | Depth (m) | 0.13123
1.65 | F1.1 | Plant | Small power plants, capacity <100 MW | Floods | Depth (m) | 0.13533
1.7 | F1.1 | Plant | Small power plants, capacity <100 MW | Floods | Depth (m) | 0.13944
1.75 | F1.1 | Plant | Small power plants, capacity <100 MW | Floods | Depth (m) | 0.14354
1.8 | F1.1 | Plant | Small power plants, capacity <100 MW | Floods | Depth (m) | 0.14764
1.85 | F1.1 | Plant | Small power plants, capacity <100 MW | Floods | Depth (m) | 0.15174
1.9 | F1.1 | Plant | Small power plants, capacity <100 MW | Floods | Depth (m) | 0.15584
1.95 | F1.1 | Plant | Small power plants, capacity <100 MW | Floods | Depth (m) | 0.15994
2 | F1.1 | Plant | Small power plants, capacity <100 MW | Floods | Depth (m) | 0.16404
2.05 | F1.1 | Plant | Small power plants, capacity <100 MW | Floods | Depth (m) | 0.16814
2.1 | F1.1 | Plant | Small power plants, capacity <100 MW | Floods | Depth (m) | 0.17224
2.15 | F1.1 | Plant | Small power plants, capacity <100 MW | Floods | Depth (m) | 0.17635
2.2 | F1.1 | Plant | Small power plants, capacity <100 MW | Floods | Depth (m) | 0.18045
2.25 | F1.1 | Plant | Small power plants, capacity <100 MW | Floods | Depth (m) | 0.18455
2.3 | F1.1 | Plant | Small power plants, capacity <100 MW | Floods | Depth (m) | 0.18865
2.35 | F1.1 | Plant | Small power plants, capacity <100 MW | Floods | Depth (m) | 0.19275
2.4 | F1.1 | Plant | Small power plants, capacity <100 MW | Floods | Depth (m) | 0.19685
2.45 | F1.1 | Plant | Small power plants, capacity <100 MW | Floods | Depth (m) | 0.20095
2.5 | F1.1 | Plant | Small power plants, capacity <100 MW | Floods | Depth (m) | 0.20505
2.55 | F1.1 | Plant | Small power plants, capacity <100 MW | Floods | Depth (m) | 0.20915
2.6 | F1.1 | Plant | Small power plants, capacity <100 MW | Floods | Depth (m) | 0.21325
2.65 | F1.1 | Plant | Small power plants, capacity <100 MW | Floods | Depth (m) | 0.21736
2.7 | F1.1 | Plant | Small power plants, capacity <100 MW | Floods | Depth (m) | 0.24291
2.75 | F1.1 | Plant | Small power plants, capacity <100 MW | Floods | Depth (m) | 0.25112
2.8 | F1.1 | Plant | Small power plants, capacity <100 MW | Floods | Depth (m) | 0.25932
2.85 | F1.1 | Plant | Small power plants, capacity <100 MW | Floods | Depth (m) | 0.26752
2.9 | F1.1 | Plant | Small power plants, capacity <100 MW | Floods | Depth (m) | 0.27572
2.95 | F1.1 | Plant | Small power plants, capacity <100 MW | Floods | Depth (m) | 0.28392
3 | F1.1 | Plant | Small power plants, capacity <100 MW | Floods | Depth (m) | 0.29213
3.05 | F1.1 | Plant | Small power plants, capacity <100 MW | Floods | Depth (m) | 0.30033
3.1 | F1.1 | Plant | Small power plants, capacity <100 MW | Floods | Depth (m)
3.15 | F1.1 | Plant | Small power plants, capacity <100 MW | Floods | Depth (m)
3.2 | F1.1 | Plant | Small power plants, capacity <100 MW | Floods | Depth (m)
3.25 | F1.1 | Plant | Small power plants, capacity <100 MW | Floods | Depth (m)
3.3 | F1.1 | Plant | Small power plants, capacity <100 MW | Floods | Depth (m)
3.35 | F1.1 | Plant | Small power plants, capacity <100 MW | Floods | Depth (m)
3.4 | F1.1 | Plant | Small power plants, capacity <100 MW | Floods | Depth (m)
3.45 | F1.1 | Plant | Small power plants, capacity <100 MW | Floods | Depth (m)
3.5 | F1.1 | Plant | Small power plants, capacity <100 MW | Floods | Depth (m)
3.55 | F1.1 | Plant | Small power plants, capacity <100 MW | Floods | Depth (m)
3.6 | F1.1 | Plant | Small power plants, capacity <100 MW | Floods | Depth (m)
3.65 | F1.1 | Plant | Small power plants, capacity <100 MW | Floods | Depth (m)
3.7 | F1.1 | Plant | Small power plants, capacity <100 MW | Floods | Depth (m)
3.75 | F1.1 | Plant | Small power plants, capacity <100 MW | Floods | Depth (m)
3.8 | F1.1 | Plant | Small power plants, capacity <100 MW | Floods | Depth (m)
3.85 | F1.1 | Plant | Small power plants, capacity <100 MW | Floods | Depth (m)
3.9 | F1.1 | Plant | Small power plants, capacity <100 MW | Floods | Depth (m)
3.95 | F1.1 | Plant | Small power plants, capacity <100 MW | Floods | Depth (m)
4 | F1.1 | Plant | Small power plants, capacity <100 MW | Floods | Depth (m)
4.05 | F1.1 | Plant | Small power plants, capacity <100 MW | Floods | Depth (m)
4.1 | F1.1 | Plant | Small power plants, capacity <100 MW | Floods | Depth (m)
4.15 | F1.1 | Plant | Small power plants, capacity <100 MW | Floods | Depth (m)
4.2 | F1.1 | Plant | Small power plants, capacity <100 MW | Floods | Depth (m)
4.25 | F1.1 | Plant | Small power plants, capacity <100 MW | Floods | Depth (m)
4.3 | F1.1 | Plant | Small power plants, capacity <100 MW | Floods | Depth (m)
4.35 | F1.1 | Plant | Small power plants, capacity <100 MW | Floods | Depth (m)
4.4 | F1.1 | Plant | Small power plants, capacity <100 MW | Floods | Depth (m)
4.45 | F1.1 | Plant | Small power plants, capacity <100 MW | Floods | Depth (m)
4.5 | F1.1 | Plant | Small power plants, capacity <100 MW | Floods | Depth (m)
4.55 | F1.1 | Plant | Small power plants, capacity <100 MW | Floods | Depth (m)
4.6 | F1.1 | Plant | Small power plants, capacity <100 MW | Floods | Depth (m)
4.65 | F1.1 | Plant | Small power plants, capacity <100 MW | Floods | Depth (m)
4.7 | F1.1 | Plant | Small power plants, capacity <100 MW | Floods | Depth (m)
4.75 | F1.1 | Plant | Small power plants, capacity <100 MW | Floods | Depth (m)
4.8 | F1.1 | Plant | Small power plants, capacity <100 MW | Floods | Depth (m)
4.85 | F1.1 | Plant | Small power plants, capacity <100 MW | Floods | Depth (m)
4.9 | F1.1 | Plant | Small power plants, capacity <100 MW | Floods | Depth (m)
4.95 | F1.1 | Plant | Small power plants, capacity <100 MW | Floods | Depth (m)
5 | F1.1 | Plant | Small power plants, capacity <100 MW | Floods | Depth (m)
5.05 | F1.1 | Plant | Small power plants, capacity <100 MW | Floods | Depth (m)
5.1 | F1.1 | Plant | Small power plants, capacity <100 MW | Floods | Depth (m)
5.15 | F1.1 | Plant | Small power plants, capacity <100 MW | Floods | Depth (m)
5.2 | F1.1 | Plant | Small power plants, capacity <100 MW | Floods | Depth (m)
5.25 | F1.1 | Plant | Small power plants, capacity <100 MW | Floods | Depth (m)
5.3 | F1.1 | Plant | Small power plants, capacity <100 MW | Floods | Depth (m)
5.35 | F1.1 | Plant | Small power plants, capacity <100 MW | Floods | Depth (m)
5.4 | F1.1 | Plant | Small power plants, capacity <100 MW | Floods | Depth (m)
5.45 | F1.1 | Plant | Small power plants, capacity <100 MW | Floods | Depth (m)
5.5 | F1.1 | Plant | Small power plants, capacity <100 MW | Floods | Depth (m)
5.55 | F1.1 | Plant | Small power plants, capacity <100 MW | Floods | Depth (m)
5.6 | F1.1 | Plant | Small power plants, capacity <100 MW | Floods | Depth (m)
5.65 | F1.1 | Plant | Small power plants, capacity <100 MW | Floods | Depth (m)
5.7 | F1.1 | Plant | Small power plants, capacity <100 MW | Floods | Depth (m)
5.75 | F1.1 | Plant | Small power plants, capacity <100 MW | Floods | Depth (m)
5.8 | F1.1 | Plant | Small power plants, capacity <100 MW | Floods | Depth (m)
5.85 | F1.1 | Plant | Small power plants, capacity <100 MW | Floods | Depth (m)
5.9 | F1.1 | Plant | Small power plants, capacity <100 MW | Floods | Depth (m)
5.95 | F1.1 | Plant | Small power plants, capacity <100 MW | Floods | Depth (m)
6 | F1.1 | Plant | Small power plants, capacity <100 MW | Floods | Depth (m)
6.05 | F1.1 | Plant | Small power plants, capacity <100 MW | Floods | Depth (m)
6.1 | F1.1 | Plant | Small power plants, capacity <100 MW | Floods | Depth (m)
6.15 | F1.1 | Plant | Small power plants, capacity <100 MW | Floods | Depth (m)
6.2 | F1.1 | Plant | Small power plants, capacity <100 MW | Floods | Depth (m)
6.25 | F1.1 | Plant | Small power plants, capacity <100 MW | Floods | Depth (m)
6.3 | F1.1 | Plant | Small power plants, capacity <100 MW | Floods | Depth (m)
6.35 | F1.1 | Plant | Small power plants, capacity <100 MW | Floods | Depth (m)
6.4 | F1.1 | Plant | Small power plants, capacity <100 MW | Floods | Depth (m)
6.45 | F1.1 | Plant | Small power plants, capacity <100 MW | Floods | Depth (m)
6.5 | F1.1 | Plant | Small power plants, capacity <100 MW | Floods | Depth (m)
0 | F1.2 | Plant | Medium power plants, capacity 100-500 MW | Floods | Depth (m) | 0
0.05 | F1.2 | Plant | Medium power plants, capacity 100-500 MW | Floods | Depth (m) | 0.004101
0.1 | F1.2 | Plant | Medium power plants, capacity 100-500 MW | Floods | Depth (m) | 0.0082021
0.15 | F1.2 | Plant | Medium power plants, capacity 100-500 MW | Floods | Depth (m) | 0.012303
0.2 | F1.2 | Plant | Medium power plants, capacity 100-500 MW | Floods | Depth (m) | 0.016404
0.25 | F1.2 | Plant | Medium power plants, capacity 100-500 MW | Floods | Depth (m) | 0.020505
0.3 | F1.2 | Plant | Medium power plants, capacity 100-500 MW | Floods | Depth (m) | 0.024606
0.35 | F1.2 | Plant | Medium power plants, capacity 100-500 MW | Floods | Depth (m) | 0.028707
0.4 | F1.2 | Plant | Medium power plants, capacity 100-500 MW | Floods | Depth (m) | 0.032808
0.45 | F1.2 | Plant | Medium power plants, capacity 100-500 MW | Floods | Depth (m) | 0.036909
0.5 | F1.2 | Plant | Medium power plants, capacity 100-500 MW | Floods | Depth (m) | 0.04101
0.55 | F1.2 | Plant | Medium power plants, capacity 100-500 MW | Floods | Depth (m) | 0.045112
0.6 | F1.2 | Plant | Medium power plants, capacity 100-500 MW | Floods | Depth (m) | 0.049213
0.65 | F1.2 | Plant | Medium power plants, capacity 100-500 MW | Floods | Depth (m) | 0.053314
0.7 | F1.2 | Plant | Medium power plants, capacity 100-500 MW | Floods | Depth (m) | 0.057415
0.75 | F1.2 | Plant | Medium power plants, capacity 100-500 MW | Floods | Depth (m) | 0.061516
0.8 | F1.2 | Plant | Medium power plants, capacity 100-500 MW | Floods | Depth (m) | 0.065617
0.85 | F1.2 | Plant | Medium power plants, capacity 100-500 MW | Floods | Depth (m) | 0.069718
0.9 | F1.2 | Plant | Medium power plants, capacity 100-500 MW | Floods | Depth (m) | 0.073819
0.95 | F1.2 | Plant | Medium power plants, capacity 100-500 MW | Floods | Depth (m) | 0.07792
1 | F1.2 | Plant | Medium power plants, capacity 100-500 MW | Floods | Depth (m) | 0.082021
1.05 | F1.2 | Plant | Medium power plants, capacity 100-500 MW | Floods | Depth (m) | 0.086122
1.1 | F1.2 | Plant | Medium power plants, capacity 100-500 MW | Floods | Depth (m) | 0.090223
1.15 | F1.2 | Plant | Medium power plants, capacity 100-500 MW | Floods | Depth (m) | 0.094324
1.2 | F1.2 | Plant | Medium power plants, capacity 100-500 MW | Floods | Depth (m) | 0.098425
1.25 | F1.2 | Plant | Medium power plants, capacity 100-500 MW | Floods | Depth (m) | 0.10253
1.3 | F1.2 | Plant | Medium power plants, capacity 100-500 MW | Floods | Depth (m) | 0.10663
1.35 | F1.2 | Plant | Medium power plants, capacity 100-500 MW | Floods | Depth (m) | 0.11073
1.4 | F1.2 | Plant | Medium power plants, capacity 100-500 MW | Floods | Depth (m) | 0.11483
1.45 | F1.2 | Plant | Medium power plants, capacity 100-500 MW | Floods | Depth (m) | 0.11893
1.5 | F1.2 | Plant | Medium power plants, capacity 100-500 MW | Floods | Depth (m) | 0.12303
1.55 | F1.2 | Plant | Medium power plants, capacity 100-500 MW | Floods | Depth (m) | 0.12713
1.6 | F1.2 | Plant | Medium power plants, capacity 100-500 MW | Floods | Depth (m) | 0.13123
1.65 | F1.2 | Plant | Medium power plants, capacity 100-500 MW | Floods | Depth (m) | 0.13533
1.7 | F1.2 | Plant | Medium power plants, capacity 100-500 MW | Floods | Depth (m) | 0.13944
1.75 | F1.2 | Plant | Medium power plants, capacity 100-500 MW | Floods | Depth (m) | 0.14354
1.8 | F1.2 | Plant | Medium power plants, capacity 100-500 MW | Floods | Depth (m) | 0.14764
1.85 | F1.2 | Plant | Medium power plants, capacity 100-500 MW | Floods | Depth (m) | 0.15174
1.9 | F1.2 | Plant | Medium power plants, capacity 100-500 MW | Floods | Depth (m) | 0.15584
1.95 | F1.2 | Plant | Medium power plants, capacity 100-500 MW | Floods | Depth (m) | 0.15994
2 | F1.2 | Plant | Medium power plants, capacity 100-500 MW | Floods | Depth (m) | 0.16404
2.05 | F1.2 | Plant | Medium power plants, capacity 100-500 MW | Floods | Depth (m) | 0.16814
2.1 | F1.2 | Plant | Medium power plants, capacity 100-500 MW | Floods | Depth (m) | 0.17224
2.15 | F1.2 | Plant | Medium power plants, capacity 100-500 MW | Floods | Depth (m) | 0.17635
2.2 | F1.2 | Plant | Medium power plants, capacity 100-500 MW | Floods | Depth (m) | 0.18045
2.25 | F1.2 | Plant | Medium power plants, capacity 100-500 MW | Floods | Depth (m) | 0.18455
2.3 | F1.2 | Plant | Medium power plants, capacity 100-500 MW | Floods | Depth (m) | 0.18865
2.35 | F1.2 | Plant | Medium power plants, capacity 100-500 MW | Floods | Depth (m) | 0.19275
2.4 | F1.2 | Plant | Medium power plants, capacity 100-500 MW | Floods | Depth (m) | 0.19685
2.45 | F1.2 | Plant | Medium power plants, capacity 100-500 MW | Floods | Depth (m) | 0.20095
2.5 | F1.2 | Plant | Medium power plants, capacity 100-500 MW | Floods | Depth (m) | 0.20505
2.55 | F1.2 | Plant | Medium power plants, capacity 100-500 MW | Floods | Depth (m) | 0.20915
2.6 | F1.2 | Plant | Medium power plants, capacity 100-500 MW | Floods | Depth (m) | 0.21325
2.65 | F1.2 | Plant | Medium power plants, capacity 100-500 MW | Floods | Depth (m) | 0.21736
2.7 | F1.2 | Plant | Medium power plants, capacity 100-500 MW | Floods | Depth (m) | 0.24291
2.75 | F1.2 | Plant | Medium power plants, capacity 100-500 MW | Floods | Depth (m) | 0.25112
2.8 | F1.2 | Plant | Medium power plants, capacity 100-500 MW | Floods | Depth (m) | 0.25932
2.85 | F1.2 | Plant | Medium power plants, capacity 100-500 MW | Floods | Depth (m) | 0.26752
2.9 | F1.2 | Plant | Medium power plants, capacity 100-500 MW | Floods | Depth (m) | 0.27572
2.95 | F1.2 | Plant | Medium power plants, capacity 100-500 MW | Floods | Depth (m) | 0.28392
3 | F1.2 | Plant | Medium power plants, capacity 100-500 MW | Floods | Depth (m) | 0.29213
3.05 | F1.2 | Plant | Medium power plants, capacity 100-500 MW | Floods | Depth (m) | 0.30033
3.1 | F1.2 | Plant | Medium power plants, capacity 100-500 MW | Floods | Depth (m)
3.15 | F1.2 | Plant | Medium power plants, capacity 100-500 MW | Floods | Depth (m)
3.2 | F1.2 | Plant | Medium power plants, capacity 100-500 MW | Floods | Depth (m)
3.25 | F1.2 | Plant | Medium power plants, capacity 100-500 MW | Floods | Depth (m)
3.3 | F1.2 | Plant | Medium power plants, capacity 100-500 MW | Floods | Depth (m)
3.35 | F1.2 | Plant | Medium power plants, capacity 100-500 MW | Floods | Depth (m)
3.4 | F1.2 | Plant | Medium power plants, capacity 100-500 MW | Floods | Depth (m)
3.45 | F1.2 | Plant | Medium power plants, capacity 100-500 MW | Floods | Depth (m)
3.5 | F1.2 | Plant | Medium power plants, capacity 100-500 MW | Floods | Depth (m)
3.55 | F1.2 | Plant | Medium power plants, capacity 100-500 MW | Floods | Depth (m)
3.6 | F1.2 | Plant | Medium power plants, capacity 100-500 MW | Floods | Depth (m)
3.65 | F1.2 | Plant | Medium power plants, capacity 100-500 MW | Floods | Depth (m)
3.7 | F1.2 | Plant | Medium power plants, capacity 100-500 MW | Floods | Depth (m)
3.75 | F1.2 | Plant | Medium power plants, capacity 100-500 MW | Floods | Depth (m)
3.8 | F1.2 | Plant | Medium power plants, capacity 100-500 MW | Floods | Depth (m)
3.85 | F1.2 | Plant | Medium power plants, capacity 100-500 MW | Floods | Depth (m)
3.9 | F1.2 | Plant | Medium power plants, capacity 100-500 MW | Floods | Depth (m)
3.95 | F1.2 | Plant | Medium power plants, capacity 100-500 MW | Floods | Depth (m)
4 | F1.2 | Plant | Medium power plants, capacity 100-500 MW | Floods | Depth (m)
4.05 | F1.2 | Plant | Medium power plants, capacity 100-500 MW | Floods | Depth (m)
4.1 | F1.2 | Plant | Medium power plants, capacity 100-500 MW | Floods | Depth (m)
4.15 | F1.2 | Plant | Medium power plants, capacity 100-500 MW | Floods | Depth (m)
4.2 | F1.2 | Plant | Medium power plants, capacity 100-500 MW | Floods | Depth (m)
4.25 | F1.2 | Plant | Medium power plants, capacity 100-500 MW | Floods | Depth (m)
4.3 | F1.2 | Plant | Medium power plants, capacity 100-500 MW | Floods | Depth (m)
4.35 | F1.2 | Plant | Medium power plants, capacity 100-500 MW | Floods | Depth (m)
4.4 | F1.2 | Plant | Medium power plants, capacity 100-500 MW | Floods | Depth (m)
4.45 | F1.2 | Plant | Medium power plants, capacity 100-500 MW | Floods | Depth (m)
4.5 | F1.2 | Plant | Medium power plants, capacity 100-500 MW | Floods | Depth (m)
4.55 | F1.2 | Plant | Medium power plants, capacity 100-500 MW | Floods | Depth (m)
4.6 | F1.2 | Plant | Medium power plants, capacity 100-500 MW | Floods | Depth (m)
4.65 | F1.2 | Plant | Medium power plants, capacity 100-500 MW | Floods | Depth (m)
4.7 | F1.2 | Plant | Medium power plants, capacity 100-500 MW | Floods | Depth (m)
4.75 | F1.2 | Plant | Medium power plants, capacity 100-500 MW | Floods | Depth (m)
4.8 | F1.2 | Plant | Medium power plants, capacity 100-500 MW | Floods | Depth (m)
4.85 | F1.2 | Plant | Medium power plants, capacity 100-500 MW | Floods | Depth (m)
4.9 | F1.2 | Plant | Medium power plants, capacity 100-500 MW | Floods | Depth (m)
4.95 | F1.2 | Plant | Medium power plants, capacity 100-500 MW | Floods | Depth (m)
5 | F1.2 | Plant | Medium power plants, capacity 100-500 MW | Floods | Depth (m)
5.05 | F1.2 | Plant | Medium power plants, capacity 100-500 MW | Floods | Depth (m)
5.1 | F1.2 | Plant | Medium power plants, capacity 100-500 MW | Floods | Depth (m)
5.15 | F1.2 | Plant | Medium power plants, capacity 100-500 MW | Floods | Depth (m)
5.2 | F1.2 | Plant | Medium power plants, capacity 100-500 MW | Floods | Depth (m)
5.25 | F1.2 | Plant | Medium power plants, capacity 100-500 MW | Floods | Depth (m)
5.3 | F1.2 | Plant | Medium power plants, capacity 100-500 MW | Floods | Depth (m)
5.35 | F1.2 | Plant | Medium power plants, capacity 100-500 MW | Floods | Depth (m)
5.4 | F1.2 | Plant | Medium power plants, capacity 100-500 MW | Floods | Depth (m)
5.45 | F1.2 | Plant | Medium power plants, capacity 100-500 MW | Floods | Depth (m)
5.5 | F1.2 | Plant | Medium power plants, capacity 100-500 MW | Floods | Depth (m)
5.55 | F1.2 | Plant | Medium power plants, capacity 100-500 MW | Floods | Depth (m)
5.6 | F1.2 | Plant | Medium power plants, capacity 100-500 MW | Floods | Depth (m)
5.65 | F1.2 | Plant | Medium power plants, capacity 100-500 MW | Floods | Depth (m)
5.7 | F1.2 | Plant | Medium power plants, capacity 100-500 MW | Floods | Depth (m)
5.75 | F1.2 | Plant | Medium power plants, capacity 100-500 MW | Floods | Depth (m)
5.8 | F1.2 | Plant | Medium power plants, capacity 100-500 MW | Floods | Depth (m)
5.85 | F1.2 | Plant | Medium power plants, capacity 100-500 MW | Floods | Depth (m)
5.9 | F1.2 | Plant | Medium power plants, capacity 100-500 MW | Floods | Depth (m)
5.95 | F1.2 | Plant | Medium power plants, capacity 100-500 MW | Floods | Depth (m)
6 | F1.2 | Plant | Medium power plants, capacity 100-500 MW | Floods | Depth (m)
6.05 | F1.2 | Plant | Medium power plants, capacity 100-500 MW | Floods | Depth (m)
6.1 | F1.2 | Plant | Medium power plants, capacity 100-500 MW | Floods | Depth (m)
6.15 | F1.2 | Plant | Medium power plants, capacity 100-500 MW | Floods | Depth (m)
6.2 | F1.2 | Plant | Medium power plants, capacity 100-500 MW | Floods | Depth (m)
6.25 | F1.2 | Plant | Medium power plants, capacity 100-500 MW | Floods | Depth (m)
6.3 | F1.2 | Plant | Medium power plants, capacity 100-500 MW | Floods | Depth (m)
6.35 | F1.2 | Plant | Medium power plants, capacity 100-500 MW | Floods | Depth (m)
6.4 | F1.2 | Plant | Medium power plants, capacity 100-500 MW | Floods | Depth (m)
6.45 | F1.2 | Plant | Medium power plants, capacity 100-500 MW | Floods | Depth (m)
6.5 | F1.2 | Plant | Medium power plants, capacity 100-500 MW | Floods | Depth (m)
0 | F1.3 | Plant | Medium power plants, capacity 100-500 MW | Floods | Depth (m) | 0
0.05 | F1.3 | Plant | Medium power plants, capacity 100-500 MW | Floods | Depth (m) | 0.004101
0.1 | F1.3 | Plant | Medium power plants, capacity 100-500 MW | Floods | Depth (m) | 0.0082021
0.15 | F1.3 | Plant | Medium power plants, capacity 100-500 MW | Floods | Depth (m) | 0.012303
0.2 | F1.3 | Plant | Medium power plants, capacity 100-500 MW | Floods | Depth (m) | 0.016404
0.25 | F1.3 | Plant | Medium power plants, capacity 100-500 MW | Floods | Depth (m) | 0.020505
0.3 | F1.3 | Plant | Medium power plants, capacity 100-500 MW | Floods | Depth (m) | 0.024606
0.35 | F1.3 | Plant | Medium power plants, capacity 100-500 MW | Floods | Depth (m) | 0.028707
0.4 | F1.3 | Plant | Medium power plants, capacity 100-500 MW | Floods | Depth (m) | 0.032808
0.45 | F1.3 | Plant | Medium power plants, capacity 100-500 MW | Floods | Depth (m) | 0.036909
0.5 | F1.3 | Plant | Medium power plants, capacity 100-500 MW | Floods | Depth (m) | 0.04101
0.55 | F1.3 | Plant | Medium power plants, capacity 100-500 MW | Floods | Depth (m) | 0.045112
0.6 | F1.3 | Plant | Medium power plants, capacity 100-500 MW | Floods | Depth (m) | 0.049213
0.65 | F1.3 | Plant | Medium power plants, capacity 100-500 MW | Floods | Depth (m) | 0.053314
0.7 | F1.3 | Plant | Medium power plants, capacity 100-500 MW | Floods | Depth (m) | 0.057415
0.75 | F1.3 | Plant | Medium power plants, capacity 100-500 MW | Floods | Depth (m) | 0.061516
0.8 | F1.3 | Plant | Medium power plants, capacity 100-500 MW | Floods | Depth (m) | 0.065617
0.85 | F1.3 | Plant | Medium power plants, capacity 100-500 MW | Floods | Depth (m) | 0.069718
0.9 | F1.3 | Plant | Medium power plants, capacity 100-500 MW | Floods | Depth (m) | 0.073819
0.95 | F1.3 | Plant | Medium power plants, capacity 100-500 MW | Floods | Depth (m) | 0.07792
1 | F1.3 | Plant | Medium power plants, capacity 100-500 MW | Floods | Depth (m) | 0.082021
1.05 | F1.3 | Plant | Medium power plants, capacity 100-500 MW | Floods | Depth (m) | 0.086122
1.1 | F1.3 | Plant | Medium power plants, capacity 100-500 MW | Floods | Depth (m) | 0.090223
1.15 | F1.3 | Plant | Medium power plants, capacity 100-500 MW | Floods | Depth (m) | 0.094324
1.2 | F1.3 | Plant | Medium power plants, capacity 100-500 MW | Floods | Depth (m) | 0.098425
1.25 | F1.3 | Plant | Medium power plants, capacity 100-500 MW | Floods | Depth (m) | 0.10253
1.3 | F1.3 | Plant | Medium power plants, capacity 100-500 MW | Floods | Depth (m) | 0.10663
1.35 | F1.3 | Plant | Medium power plants, capacity 100-500 MW | Floods | Depth (m) | 0.11073
1.4 | F1.3 | Plant | Medium power plants, capacity 100-500 MW | Floods | Depth (m) | 0.11483
1.45 | F1.3 | Plant | Medium power plants, capacity 100-500 MW | Floods | Depth (m) | 0.11893
1.5 | F1.3 | Plant | Medium power plants, capacity 100-500 MW | Floods | Depth (m) | 0.12303
1.55 | F1.3 | Plant | Medium power plants, capacity 100-500 MW | Floods | Depth (m) | 0.12713
1.6 | F1.3 | Plant | Medium power plants, capacity 100-500 MW | Floods | Depth (m) | 0.13123
1.65 | F1.3 | Plant | Medium power plants, capacity 100-500 MW | Floods | Depth (m) | 0.13533
1.7 | F1.3 | Plant | Medium power plants, capacity 100-500 MW | Floods | Depth (m) | 0.13944
1.75 | F1.3 | Plant | Medium power plants, capacity 100-500 MW | Floods | Depth (m) | 0.14354
1.8 | F1.3 | Plant | Medium power plants, capacity 100-500 MW | Floods | Depth (m) | 0.14764
1.85 | F1.3 | Plant | Medium power plants, capacity 100-500 MW | Floods | Depth (m) | 0.15174
1.9 | F1.3 | Plant | Medium power plants, capacity 100-500 MW | Floods | Depth (m) | 0.15584
1.95 | F1.3 | Plant | Medium power plants, capacity 100-500 MW | Floods | Depth (m) | 0.15994
2 | F1.3 | Plant | Medium power plants, capacity 100-500 MW | Floods | Depth (m) | 0.16404
2.05 | F1.3 | Plant | Medium power plants, capacity 100-500 MW | Floods | Depth (m) | 0.16814
2.1 | F1.3 | Plant | Medium power plants, capacity 100-500 MW | Floods | Depth (m) | 0.17224
2.15 | F1.3 | Plant | Medium power plants, capacity 100-500 MW | Floods | Depth (m) | 0.17635
2.2 | F1.3 | Plant | Medium power plants, capacity 100-500 MW | Floods | Depth (m) | 0.18045
2.25 | F1.3 | Plant | Medium power plants, capacity 100-500 MW | Floods | Depth (m) | 0.18455
2.3 | F1.3 | Plant | Medium power plants, capacity 100-500 MW | Floods | Depth (m) | 0.18865
2.35 | F1.3 | Plant | Medium power plants, capacity 100-500 MW | Floods | Depth (m) | 0.19275
2.4 | F1.3 | Plant | Medium power plants, capacity 100-500 MW | Floods | Depth (m) | 0.19685
2.45 | F1.3 | Plant | Medium power plants, capacity 100-500 MW | Floods | Depth (m) | 0.20095
2.5 | F1.3 | Plant | Medium power plants, capacity 100-500 MW | Floods | Depth (m) | 0.20505
2.55 | F1.3 | Plant | Medium power plants, capacity 100-500 MW | Floods | Depth (m) | 0.20915
2.6 | F1.3 | Plant | Medium power plants, capacity 100-500 MW | Floods | Depth (m) | 0.21325
2.65 | F1.3 | Plant | Medium power plants, capacity 100-500 MW | Floods | Depth (m) | 0.21736
2.7 | F1.3 | Plant | Medium power plants, capacity 100-500 MW | Floods | Depth (m) | 0.24291
2.75 | F1.3 | Plant | Medium power plants, capacity 100-500 MW | Floods | Depth (m) | 0.25112
2.8 | F1.3 | Plant | Medium power plants, capacity 100-500 MW | Floods | Depth (m) | 0.25932
2.85 | F1.3 | Plant | Medium power plants, capacity 100-500 MW | Floods | Depth (m) | 0.26752
2.9 | F1.3 | Plant | Medium power plants, capacity 100-500 MW | Floods | Depth (m) | 0.27572
2.95 | F1.3 | Plant | Medium power plants, capacity 100-500 MW | Floods | Depth (m) | 0.28392
3 | F1.3 | Plant | Medium power plants, capacity 100-500 MW | Floods | Depth (m) | 0.29213
3.05 | F1.3 | Plant | Medium power plants, capacity 100-500 MW | Floods | Depth (m) | 0.30033
3.1 | F1.3 | Plant | Medium power plants, capacity 100-500 MW | Floods | Depth (m)
3.15 | F1.3 | Plant | Medium power plants, capacity 100-500 MW | Floods | Depth (m)
3.2 | F1.3 | Plant | Medium power plants, capacity 100-500 MW | Floods | Depth (m)
3.25 | F1.3 | Plant | Medium power plants, capacity 100-500 MW | Floods | Depth (m)
3.3 | F1.3 | Plant | Medium power plants, capacity 100-500 MW | Floods | Depth (m)
3.35 | F1.3 | Plant | Medium power plants, capacity 100-500 MW | Floods | Depth (m)
3.4 | F1.3 | Plant | Medium power plants, capacity 100-500 MW | Floods | Depth (m)
3.45 | F1.3 | Plant | Medium power plants, capacity 100-500 MW | Floods | Depth (m)
3.5 | F1.3 | Plant | Medium power plants, capacity 100-500 MW | Floods | Depth (m)
3.55 | F1.3 | Plant | Medium power plants, capacity 100-500 MW | Floods | Depth (m)
3.6 | F1.3 | Plant | Medium power plants, capacity 100-500 MW | Floods | Depth (m)
3.65 | F1.3 | Plant | Medium power plants, capacity 100-500 MW | Floods | Depth (m)
3.7 | F1.3 | Plant | Medium power plants, capacity 100-500 MW | Floods | Depth (m)
3.75 | F1.3 | Plant | Medium power plants, capacity 100-500 MW | Floods | Depth (m)
3.8 | F1.3 | Plant | Medium power plants, capacity 100-500 MW | Floods | Depth (m)
3.85 | F1.3 | Plant | Medium power plants, capacity 100-500 MW | Floods | Depth (m)
3.9 | F1.3 | Plant | Medium power plants, capacity 100-500 MW | Floods | Depth (m)
3.95 | F1.3 | Plant | Medium power plants, capacity 100-500 MW | Floods | Depth (m)
4 | F1.3 | Plant | Medium power plants, capacity 100-500 MW | Floods | Depth (m)
4.05 | F1.3 | Plant | Medium power plants, capacity 100-500 MW | Floods | Depth (m)
4.1 | F1.3 | Plant | Medium power plants, capacity 100-500 MW | Floods | Depth (m)
4.15 | F1.3 | Plant | Medium power plants, capacity 100-500 MW | Floods | Depth (m)
4.2 | F1.3 | Plant | Medium power plants, capacity 100-500 MW | Floods | Depth (m)
4.25 | F1.3 | Plant | Medium power plants, capacity 100-500 MW | Floods | Depth (m)
4.3 | F1.3 | Plant | Medium power plants, capacity 100-500 MW | Floods | Depth (m)
4.35 | F1.3 | Plant | Medium power plants, capacity 100-500 MW | Floods | Depth (m)
4.4 | F1.3 | Plant | Medium power plants, capacity 100-500 MW | Floods | Depth (m)
4.45 | F1.3 | Plant | Medium power plants, capacity 100-500 MW | Floods | Depth (m)
4.5 | F1.3 | Plant | Medium power plants, capacity 100-500 MW | Floods | Depth (m)
4.55 | F1.3 | Plant | Medium power plants, capacity 100-500 MW | Floods | Depth (m)
4.6 | F1.3 | Plant | Medium power plants, capacity 100-500 MW | Floods | Depth (m)
4.65 | F1.3 | Plant | Medium power plants, capacity 100-500 MW | Floods | Depth (m)
4.7 | F1.3 | Plant | Medium power plants, capacity 100-500 MW | Floods | Depth (m)
4.75 | F1.3 | Plant | Medium power plants, capacity 100-500 MW | Floods | Depth (m)
4.8 | F1.3 | Plant | Medium power plants, capacity 100-500 MW | Floods | Depth (m)
4.85 | F1.3 | Plant | Medium power plants, capacity 100-500 MW | Floods | Depth (m)
4.9 | F1.3 | Plant | Medium power plants, capacity 100-500 MW | Floods | Depth (m)
4.95 | F1.3 | Plant | Medium power plants, capacity 100-500 MW | Floods | Depth (m)
5 | F1.3 | Plant | Medium power plants, capacity 100-500 MW | Floods | Depth (m)
5.05 | F1.3 | Plant | Medium power plants, capacity 100-500 MW | Floods | Depth (m)
5.1 | F1.3 | Plant | Medium power plants, capacity 100-500 MW | Floods | Depth (m)
5.15 | F1.3 | Plant | Medium power plants, capacity 100-500 MW | Floods | Depth (m)
5.2 | F1.3 | Plant | Medium power plants, capacity 100-500 MW | Floods | Depth (m)
5.25 | F1.3 | Plant | Medium power plants, capacity 100-500 MW | Floods | Depth (m)
5.3 | F1.3 | Plant | Medium power plants, capacity 100-500 MW | Floods | Depth (m)
5.35 | F1.3 | Plant | Medium power plants, capacity 100-500 MW | Floods | Depth (m)
5.4 | F1.3 | Plant | Medium power plants, capacity 100-500 MW | Floods | Depth (m)
5.45 | F1.3 | Plant | Medium power plants, capacity 100-500 MW | Floods | Depth (m)
5.5 | F1.3 | Plant | Medium power plants, capacity 100-500 MW | Floods | Depth (m)
5.55 | F1.3 | Plant | Medium power plants, capacity 100-500 MW | Floods | Depth (m)
5.6 | F1.3 | Plant | Medium power plants, capacity 100-500 MW | Floods | Depth (m)
5.65 | F1.3 | Plant | Medium power plants, capacity 100-500 MW | Floods | Depth (m)
5.7 | F1.3 | Plant | Medium power plants, capacity 100-500 MW | Floods | Depth (m)
5.75 | F1.3 | Plant | Medium power plants, capacity 100-500 MW | Floods | Depth (m)
5.8 | F1.3 | Plant | Medium power plants, capacity 100-500 MW | Floods | Depth (m)
5.85 | F1.3 | Plant | Medium power plants, capacity 100-500 MW | Floods | Depth (m)
5.9 | F1.3 | Plant | Medium power plants, capacity 100-500 MW | Floods | Depth (m)
5.95 | F1.3 | Plant | Medium power plants, capacity 100-500 MW | Floods | Depth (m)
6 | F1.3 | Plant | Medium power plants, capacity 100-500 MW | Floods | Depth (m)
6.05 | F1.3 | Plant | Medium power plants, capacity 100-500 MW | Floods | Depth (m)
6.1 | F1.3 | Plant | Medium power plants, capacity 100-500 MW | Floods | Depth (m)
6.15 | F1.3 | Plant | Medium power plants, capacity 100-500 MW | Floods | Depth (m)
6.2 | F1.3 | Plant | Medium power plants, capacity 100-500 MW | Floods | Depth (m)
6.25 | F1.3 | Plant | Medium power plants, capacity 100-500 MW | Floods | Depth (m)
6.3 | F1.3 | Plant | Medium power plants, capacity 100-500 MW | Floods | Depth (m)
6.35 | F1.3 | Plant | Medium power plants, capacity 100-500 MW | Floods | Depth (m)
6.4 | F1.3 | Plant | Medium power plants, capacity 100-500 MW | Floods | Depth (m)
6.45 | F1.3 | Plant | Medium power plants, capacity 100-500 MW | Floods | Depth (m)
6.5 | F1.3 | Plant | Medium power plants, capacity 100-500 MW | Floods | Depth (m)
0 | F1.4 | Plant | thermal plant | Floods | Depth (m) | 0
0.05 | F1.4 | Plant | thermal plant | Floods | Depth (m) | 0.004101
0.1 | F1.4 | Plant | thermal plant | Floods | Depth (m) | 0.0082021
0.15 | F1.4 | Plant | thermal plant | Floods | Depth (m) | 0.012303
0.2 | F1.4 | Plant | thermal plant | Floods | Depth (m) | 0.016404
0.25 | F1.4 | Plant | thermal plant | Floods | Depth (m) | 0.020505
0.3 | F1.4 | Plant | thermal plant | Floods | Depth (m) | 0.024606
0.35 | F1.4 | Plant | thermal plant | Floods | Depth (m) | 0.028707
0.4 | F1.4 | Plant | thermal plant | Floods | Depth (m) | 0.032808
0.45 | F1.4 | Plant | thermal plant | Floods | Depth (m) | 0.036909
0.5 | F1.4 | Plant | thermal plant | Floods | Depth (m) | 0.04101
0.55 | F1.4 | Plant | thermal plant | Floods | Depth (m) | 0.045112
0.6 | F1.4 | Plant | thermal plant | Floods | Depth (m) | 0.049213
0.65 | F1.4 | Plant | thermal plant | Floods | Depth (m) | 0.053314
0.7 | F1.4 | Plant | thermal plant | Floods | Depth (m) | 0.057415
0.75 | F1.4 | Plant | thermal plant | Floods | Depth (m) | 0.061516
0.8 | F1.4 | Plant | thermal plant | Floods | Depth (m) | 0.065617
0.85 | F1.4 | Plant | thermal plant | Floods | Depth (m) | 0.069718
0.9 | F1.4 | Plant | thermal plant | Floods | Depth (m) | 0.073819
0.95 | F1.4 | Plant | thermal plant | Floods | Depth (m) | 0.07792
1 | F1.4 | Plant | thermal plant | Floods | Depth (m) | 0.082021
1.05 | F1.4 | Plant | thermal plant | Floods | Depth (m) | 0.086122
1.1 | F1.4 | Plant | thermal plant | Floods | Depth (m) | 0.090223
1.15 | F1.4 | Plant | thermal plant | Floods | Depth (m) | 0.094324
1.2 | F1.4 | Plant | thermal plant | Floods | Depth (m) | 0.098425
1.25 | F1.4 | Plant | thermal plant | Floods | Depth (m) | 0.10253
1.3 | F1.4 | Plant | thermal plant | Floods | Depth (m) | 0.10663
1.35 | F1.4 | Plant | thermal plant | Floods | Depth (m) | 0.11073
1.4 | F1.4 | Plant | thermal plant | Floods | Depth (m) | 0.11483
1.45 | F1.4 | Plant | thermal plant | Floods | Depth (m) | 0.11893
1.5 | F1.4 | Plant | thermal plant | Floods | Depth (m) | 0.12303
1.55 | F1.4 | Plant | thermal plant | Floods | Depth (m) | 0.12713
1.6 | F1.4 | Plant | thermal plant | Floods | Depth (m) | 0.13123
1.65 | F1.4 | Plant | thermal plant | Floods | Depth (m) | 0.13533
1.7 | F1.4 | Plant | thermal plant | Floods | Depth (m) | 0.13944
1.75 | F1.4 | Plant | thermal plant | Floods | Depth (m) | 0.14354
1.8 | F1.4 | Plant | thermal plant | Floods | Depth (m) | 0.14764
1.85 | F1.4 | Plant | thermal plant | Floods | Depth (m) | 0.15174
1.9 | F1.4 | Plant | thermal plant | Floods | Depth (m) | 0.15584
1.95 | F1.4 | Plant | thermal plant | Floods | Depth (m) | 0.15994
2 | F1.4 | Plant | thermal plant | Floods | Depth (m) | 0.16404
2.05 | F1.4 | Plant | thermal plant | Floods | Depth (m) | 0.16814
2.1 | F1.4 | Plant | thermal plant | Floods | Depth (m) | 0.17224
2.15 | F1.4 | Plant | thermal plant | Floods | Depth (m) | 0.17635
2.2 | F1.4 | Plant | thermal plant | Floods | Depth (m) | 0.18045
2.25 | F1.4 | Plant | thermal plant | Floods | Depth (m) | 0.18455
2.3 | F1.4 | Plant | thermal plant | Floods | Depth (m) | 0.18865
2.35 | F1.4 | Plant | thermal plant | Floods | Depth (m) | 0.19275
2.4 | F1.4 | Plant | thermal plant | Floods | Depth (m) | 0.19685
2.45 | F1.4 | Plant | thermal plant | Floods | Depth (m) | 0.20095
2.5 | F1.4 | Plant | thermal plant | Floods | Depth (m) | 0.20505
2.55 | F1.4 | Plant | thermal plant | Floods | Depth (m) | 0.20915
2.6 | F1.4 | Plant | thermal plant | Floods | Depth (m) | 0.21325
2.65 | F1.4 | Plant | thermal plant | Floods | Depth (m) | 0.21736
2.7 | F1.4 | Plant | thermal plant | Floods | Depth (m) | 0.24291
2.75 | F1.4 | Plant | thermal plant | Floods | Depth (m) | 0.25112
2.8 | F1.4 | Plant | thermal plant | Floods | Depth (m) | 0.25932
2.85 | F1.4 | Plant | thermal plant | Floods | Depth (m) | 0.26752
2.9 | F1.4 | Plant | thermal plant | Floods | Depth (m) | 0.27572
2.95 | F1.4 | Plant | thermal plant | Floods | Depth (m) | 0.28392
3 | F1.4 | Plant | thermal plant | Floods | Depth (m) | 0.29213
3.05 | F1.4 | Plant | thermal plant | Floods | Depth (m) | 0.30033
3.1 | F1.4 | Plant | thermal plant | Floods | Depth (m)
3.15 | F1.4 | Plant | thermal plant | Floods | Depth (m)
3.2 | F1.4 | Plant | thermal plant | Floods | Depth (m)
3.25 | F1.4 | Plant | thermal plant | Floods | Depth (m)
3.3 | F1.4 | Plant | thermal plant | Floods | Depth (m)
3.35 | F1.4 | Plant | thermal plant | Floods | Depth (m)
3.4 | F1.4 | Plant | thermal plant | Floods | Depth (m)
3.45 | F1.4 | Plant | thermal plant | Floods | Depth (m)
3.5 | F1.4 | Plant | thermal plant | Floods | Depth (m)
3.55 | F1.4 | Plant | thermal plant | Floods | Depth (m)
3.6 | F1.4 | Plant | thermal plant | Floods | Depth (m)
3.65 | F1.4 | Plant | thermal plant | Floods | Depth (m)
3.7 | F1.4 | Plant | thermal plant | Floods | Depth (m)
3.75 | F1.4 | Plant | thermal plant | Floods | Depth (m)
3.8 | F1.4 | Plant | thermal plant | Floods | Depth (m)
3.85 | F1.4 | Plant | thermal plant | Floods | Depth (m)
3.9 | F1.4 | Plant | thermal plant | Floods | Depth (m)
3.95 | F1.4 | Plant | thermal plant | Floods | Depth (m)
4 | F1.4 | Plant | thermal plant | Floods | Depth (m)
4.05 | F1.4 | Plant | thermal plant | Floods | Depth (m)
4.1 | F1.4 | Plant | thermal plant | Floods | Depth (m)
4.15 | F1.4 | Plant | thermal plant | Floods | Depth (m)
4.2 | F1.4 | Plant | thermal plant | Floods | Depth (m)
4.25 | F1.4 | Plant | thermal plant | Floods | Depth (m)
4.3 | F1.4 | Plant | thermal plant | Floods | Depth (m)
4.35 | F1.4 | Plant | thermal plant | Floods | Depth (m)
4.4 | F1.4 | Plant | thermal plant | Floods | Depth (m)
4.45 | F1.4 | Plant | thermal plant | Floods | Depth (m)
4.5 | F1.4 | Plant | thermal plant | Floods | Depth (m)
4.55 | F1.4 | Plant | thermal plant | Floods | Depth (m)
4.6 | F1.4 | Plant | thermal plant | Floods | Depth (m)
4.65 | F1.4 | Plant | thermal plant | Floods | Depth (m)
4.7 | F1.4 | Plant | thermal plant | Floods | Depth (m)
4.75 | F1.4 | Plant | thermal plant | Floods | Depth (m)
4.8 | F1.4 | Plant | thermal plant | Floods | Depth (m)
4.85 | F1.4 | Plant | thermal plant | Floods | Depth (m)
4.9 | F1.4 | Plant | thermal plant | Floods | Depth (m)
4.95 | F1.4 | Plant | thermal plant | Floods | Depth (m)
5 | F1.4 | Plant | thermal plant | Floods | Depth (m)
5.05 | F1.4 | Plant | thermal plant | Floods | Depth (m)
5.1 | F1.4 | Plant | thermal plant | Floods | Depth (m)
5.15 | F1.4 | Plant | thermal plant | Floods | Depth (m)
5.2 | F1.4 | Plant | thermal plant | Floods | Depth (m)
5.25 | F1.4 | Plant | thermal plant | Floods | Depth (m)
5.3 | F1.4 | Plant | thermal plant | Floods | Depth (m)
5.35 | F1.4 | Plant | thermal plant | Floods | Depth (m)
5.4 | F1.4 | Plant | thermal plant | Floods | Depth (m)
5.45 | F1.4 | Plant | thermal plant | Floods | Depth (m)
5.5 | F1.4 | Plant | thermal plant | Floods | Depth (m)
5.55 | F1.4 | Plant | thermal plant | Floods | Depth (m)
5.6 | F1.4 | Plant | thermal plant | Floods | Depth (m)
5.65 | F1.4 | Plant | thermal plant | Floods | Depth (m)
5.7 | F1.4 | Plant | thermal plant | Floods | Depth (m)
5.75 | F1.4 | Plant | thermal plant | Floods | Depth (m)
5.8 | F1.4 | Plant | thermal plant | Floods | Depth (m)
5.85 | F1.4 | Plant | thermal plant | Floods | Depth (m)
5.9 | F1.4 | Plant | thermal plant | Floods | Depth (m)
5.95 | F1.4 | Plant | thermal plant | Floods | Depth (m)
6 | F1.4 | Plant | thermal plant | Floods | Depth (m)
6.05 | F1.4 | Plant | thermal plant | Floods | Depth (m)
6.1 | F1.4 | Plant | thermal plant | Floods | Depth (m)
6.15 | F1.4 | Plant | thermal plant | Floods | Depth (m)
6.2 | F1.4 | Plant | thermal plant | Floods | Depth (m)
6.25 | F1.4 | Plant | thermal plant | Floods | Depth (m)
6.3 | F1.4 | Plant | thermal plant | Floods | Depth (m)
6.35 | F1.4 | Plant | thermal plant | Floods | Depth (m)
6.4 | F1.4 | Plant | thermal plant | Floods | Depth (m)
6.45 | F1.4 | Plant | thermal plant | Floods | Depth (m)
6.5 | F1.4 | Plant | thermal plant | Floods | Depth (m)
0 | F1.5 | Plant | wind turbine | Floods | Depth (m) | 0
0.05 | F1.5 | Plant | wind turbine | Floods | Depth (m) | 0
0.1 | F1.5 | Plant | wind turbine | Floods | Depth (m) | 0
0.15 | F1.5 | Plant | wind turbine | Floods | Depth (m) | 0
0.2 | F1.5 | Plant | wind turbine | Floods | Depth (m) | 0
0.25 | F1.5 | Plant | wind turbine | Floods | Depth (m) | 0
0.3 | F1.5 | Plant | wind turbine | Floods | Depth (m) | 0
0.35 | F1.5 | Plant | wind turbine | Floods | Depth (m) | 0
0.4 | F1.5 | Plant | wind turbine | Floods | Depth (m) | 0
0.45 | F1.5 | Plant | wind turbine | Floods | Depth (m) | 0
0.5 | F1.5 | Plant | wind turbine | Floods | Depth (m) | 0
0.55 | F1.5 | Plant | wind turbine | Floods | Depth (m) | 0
0.6 | F1.5 | Plant | wind turbine | Floods | Depth (m) | 0
0.65 | F1.5 | Plant | wind turbine | Floods | Depth (m) | 0
0.7 | F1.5 | Plant | wind turbine | Floods | Depth (m) | 0
0.75 | F1.5 | Plant | wind turbine | Floods | Depth (m) | 0
0.8 | F1.5 | Plant | wind turbine | Floods | Depth (m) | 0
0.85 | F1.5 | Plant | wind turbine | Floods | Depth (m) | 0
0.9 | F1.5 | Plant | wind turbine | Floods | Depth (m) | 0
0.95 | F1.5 | Plant | wind turbine | Floods | Depth (m) | 0
1 | F1.5 | Plant | wind turbine | Floods | Depth (m) | 0
1.05 | F1.5 | Plant | wind turbine | Floods | Depth (m) | 0
1.1 | F1.5 | Plant | wind turbine | Floods | Depth (m) | 0
1.15 | F1.5 | Plant | wind turbine | Floods | Depth (m) | 0
1.2 | F1.5 | Plant | wind turbine | Floods | Depth (m) | 0
1.25 | F1.5 | Plant | wind turbine | Floods | Depth (m) | 0
1.3 | F1.5 | Plant | wind turbine | Floods | Depth (m) | 0
1.35 | F1.5 | Plant | wind turbine | Floods | Depth (m) | 0
1.4 | F1.5 | Plant | wind turbine | Floods | Depth (m) | 0
1.45 | F1.5 | Plant | wind turbine | Floods | Depth (m) | 0
1.5 | F1.5 | Plant | wind turbine | Floods | Depth (m) | 0
1.55 | F1.5 | Plant | wind turbine | Floods | Depth (m) | 0
1.6 | F1.5 | Plant | wind turbine | Floods | Depth (m) | 0
1.65 | F1.5 | Plant | wind turbine | Floods | Depth (m) | 0
1.7 | F1.5 | Plant | wind turbine | Floods | Depth (m) | 0
1.75 | F1.5 | Plant | wind turbine | Floods | Depth (m) | 0
1.8 | F1.5 | Plant | wind turbine | Floods | Depth (m) | 0
1.85 | F1.5 | Plant | wind turbine | Floods | Depth (m) | 0
1.9 | F1.5 | Plant | wind turbine | Floods | Depth (m) | 0
1.95 | F1.5 | Plant | wind turbine | Floods | Depth (m) | 0
2 | F1.5 | Plant | wind turbine | Floods | Depth (m) | 0
2.05 | F1.5 | Plant | wind turbine | Floods | Depth (m) | 0
2.1 | F1.5 | Plant | wind turbine | Floods | Depth (m) | 0
2.15 | F1.5 | Plant | wind turbine | Floods | Depth (m) | 0
2.2 | F1.5 | Plant | wind turbine | Floods | Depth (m) | 0
2.25 | F1.5 | Plant | wind turbine | Floods | Depth (m) | 0
2.3 | F1.5 | Plant | wind turbine | Floods | Depth (m) | 0
2.35 | F1.5 | Plant | wind turbine | Floods | Depth (m) | 0
2.4 | F1.5 | Plant | wind turbine | Floods | Depth (m) | 0
2.45 | F1.5 | Plant | wind turbine | Floods | Depth (m) | 0
2.5 | F1.5 | Plant | wind turbine | Floods | Depth (m) | 0
2.55 | F1.5 | Plant | wind turbine | Floods | Depth (m) | 0
2.6 | F1.5 | Plant | wind turbine | Floods | Depth (m) | 0
2.65 | F1.5 | Plant | wind turbine | Floods | Depth (m) | 0
2.7 | F1.5 | Plant | wind turbine | Floods | Depth (m) | 0
2.75 | F1.5 | Plant | wind turbine | Floods | Depth (m) | 0
2.8 | F1.5 | Plant | wind turbine | Floods | Depth (m) | 0
2.85 | F1.5 | Plant | wind turbine | Floods | Depth (m) | 0
2.9 | F1.5 | Plant | wind turbine | Floods | Depth (m) | 0
2.95 | F1.5 | Plant | wind turbine | Floods | Depth (m) | 0
3 | F1.5 | Plant | wind turbine | Floods | Depth (m) | 0
3.05 | F1.5 | Plant | wind turbine | Floods | Depth (m) | 0
3.1 | F1.5 | Plant | wind turbine | Floods | Depth (m)
3.15 | F1.5 | Plant | wind turbine | Floods | Depth (m)
3.2 | F1.5 | Plant | wind turbine | Floods | Depth (m)
3.25 | F1.5 | Plant | wind turbine | Floods | Depth (m)
3.3 | F1.5 | Plant | wind turbine | Floods | Depth (m)
3.35 | F1.5 | Plant | wind turbine | Floods | Depth (m)
3.4 | F1.5 | Plant | wind turbine | Floods | Depth (m)
3.45 | F1.5 | Plant | wind turbine | Floods | Depth (m)
3.5 | F1.5 | Plant | wind turbine | Floods | Depth (m)
3.55 | F1.5 | Plant | wind turbine | Floods | Depth (m)
3.6 | F1.5 | Plant | wind turbine | Floods | Depth (m)
3.65 | F1.5 | Plant | wind turbine | Floods | Depth (m)
3.7 | F1.5 | Plant | wind turbine | Floods | Depth (m)
3.75 | F1.5 | Plant | wind turbine | Floods | Depth (m)
3.8 | F1.5 | Plant | wind turbine | Floods | Depth (m)
3.85 | F1.5 | Plant | wind turbine | Floods | Depth (m)
3.9 | F1.5 | Plant | wind turbine | Floods | Depth (m)
3.95 | F1.5 | Plant | wind turbine | Floods | Depth (m)
4 | F1.5 | Plant | wind turbine | Floods | Depth (m)
4.05 | F1.5 | Plant | wind turbine | Floods | Depth (m)
4.1 | F1.5 | Plant | wind turbine | Floods | Depth (m)
4.15 | F1.5 | Plant | wind turbine | Floods | Depth (m)
4.2 | F1.5 | Plant | wind turbine | Floods | Depth (m)
4.25 | F1.5 | Plant | wind turbine | Floods | Depth (m)
4.3 | F1.5 | Plant | wind turbine | Floods | Depth (m)
4.35 | F1.5 | Plant | wind turbine | Floods | Depth (m)
4.4 | F1.5 | Plant | wind turbine | Floods | Depth (m)
4.45 | F1.5 | Plant | wind turbine | Floods | Depth (m)
4.5 | F1.5 | Plant | wind turbine | Floods | Depth (m)
4.55 | F1.5 | Plant | wind turbine | Floods | Depth (m)
4.6 | F1.5 | Plant | wind turbine | Floods | Depth (m)
4.65 | F1.5 | Plant | wind turbine | Floods | Depth (m)
4.7 | F1.5 | Plant | wind turbine | Floods | Depth (m)
4.75 | F1.5 | Plant | wind turbine | Floods | Depth (m)
4.8 | F1.5 | Plant | wind turbine | Floods | Depth (m)
4.85 | F1.5 | Plant | wind turbine | Floods | Depth (m)
4.9 | F1.5 | Plant | wind turbine | Floods | Depth (m)
4.95 | F1.5 | Plant | wind turbine | Floods | Depth (m)
5 | F1.5 | Plant | wind turbine | Floods | Depth (m)
5.05 | F1.5 | Plant | wind turbine | Floods | Depth (m)
5.1 | F1.5 | Plant | wind turbine | Floods | Depth (m)
5.15 | F1.5 | Plant | wind turbine | Floods | Depth (m)
5.2 | F1.5 | Plant | wind turbine | Floods | Depth (m)
5.25 | F1.5 | Plant | wind turbine | Floods | Depth (m)
5.3 | F1.5 | Plant | wind turbine | Floods | Depth (m)
5.35 | F1.5 | Plant | wind turbine | Floods | Depth (m)
5.4 | F1.5 | Plant | wind turbine | Floods | Depth (m)
5.45 | F1.5 | Plant | wind turbine | Floods | Depth (m)
5.5 | F1.5 | Plant | wind turbine | Floods | Depth (m)
5.55 | F1.5 | Plant | wind turbine | Floods | Depth (m)
5.6 | F1.5 | Plant | wind turbine | Floods | Depth (m)
5.65 | F1.5 | Plant | wind turbine | Floods | Depth (m)
5.7 | F1.5 | Plant | wind turbine | Floods | Depth (m)
5.75 | F1.5 | Plant | wind turbine | Floods | Depth (m)
5.8 | F1.5 | Plant | wind turbine | Floods | Depth (m)
5.85 | F1.5 | Plant | wind turbine | Floods | Depth (m)
5.9 | F1.5 | Plant | wind turbine | Floods | Depth (m)
5.95 | F1.5 | Plant | wind turbine | Floods | Depth (m)
6 | F1.5 | Plant | wind turbine | Floods | Depth (m)
6.05 | F1.5 | Plant | wind turbine | Floods | Depth (m)
6.1 | F1.5 | Plant | wind turbine | Floods | Depth (m)
6.15 | F1.5 | Plant | wind turbine | Floods | Depth (m)
6.2 | F1.5 | Plant | wind turbine | Floods | Depth (m)
6.25 | F1.5 | Plant | wind turbine | Floods | Depth (m)
6.3 | F1.5 | Plant | wind turbine | Floods | Depth (m)
6.35 | F1.5 | Plant | wind turbine | Floods | Depth (m)
6.4 | F1.5 | Plant | wind turbine | Floods | Depth (m)
6.45 | F1.5 | Plant | wind turbine | Floods | Depth (m)
6.5 | F1.5 | Plant | wind turbine | Floods | Depth (m)
0 | F1.6 | Plant | wind turbine | Floods | Depth (m) | 0
0.05 | F1.6 | Plant | wind turbine | Floods | Depth (m) | 0.04
0.1 | F1.6 | Plant | wind turbine | Floods | Depth (m) | 0.08
0.15 | F1.6 | Plant | wind turbine | Floods | Depth (m) | 0.12
0.2 | F1.6 | Plant | wind turbine | Floods | Depth (m) | 0.16
0.25 | F1.6 | Plant | wind turbine | Floods | Depth (m) | 0.2
0.3 | F1.6 | Plant | wind turbine | Floods | Depth (m) | 0.24
0.35 | F1.6 | Plant | wind turbine | Floods | Depth (m) | 0.269
0.4 | F1.6 | Plant | wind turbine | Floods | Depth (m) | 0.286
0.45 | F1.6 | Plant | wind turbine | Floods | Depth (m) | 0.303
0.5 | F1.6 | Plant | wind turbine | Floods | Depth (m) | 0.32
0.55 | F1.6 | Plant | wind turbine | Floods | Depth (m) | 0.337
0.6 | F1.6 | Plant | wind turbine | Floods | Depth (m) | 0.354
0.65 | F1.6 | Plant | wind turbine | Floods | Depth (m) | 0.371
0.7 | F1.6 | Plant | wind turbine | Floods | Depth (m) | 0.388
0.75 | F1.6 | Plant | wind turbine | Floods | Depth (m) | 0.405
0.8 | F1.6 | Plant | wind turbine | Floods | Depth (m) | 0.422
0.85 | F1.6 | Plant | wind turbine | Floods | Depth (m) | 0.439
0.9 | F1.6 | Plant | wind turbine | Floods | Depth (m) | 0.456
0.95 | F1.6 | Plant | wind turbine | Floods | Depth (m) | 0.473
1 | F1.6 | Plant | wind turbine | Floods | Depth (m) | 0.49
1.05 | F1.6 | Plant | wind turbine | Floods | Depth (m) | 0.507
1.1 | F1.6 | Plant | wind turbine | Floods | Depth (m) | 0.524
1.15 | F1.6 | Plant | wind turbine | Floods | Depth (m) | 0.541
1.2 | F1.6 | Plant | wind turbine | Floods | Depth (m) | 0.558
1.25 | F1.6 | Plant | wind turbine | Floods | Depth (m) | 0.575
1.3 | F1.6 | Plant | wind turbine | Floods | Depth (m) | 0.592
1.35 | F1.6 | Plant | wind turbine | Floods | Depth (m) | 0.609
1.4 | F1.6 | Plant | wind turbine | Floods | Depth (m) | 0.626
1.45 | F1.6 | Plant | wind turbine | Floods | Depth (m) | 0.643
1.5 | F1.6 | Plant | wind turbine | Floods | Depth (m) | 0.66
1.55 | F1.6 | Plant | wind turbine | Floods | Depth (m) | 0.677
1.6 | F1.6 | Plant | wind turbine | Floods | Depth (m) | 0.694
1.65 | F1.6 | Plant | wind turbine | Floods | Depth (m) | 0.711
1.7 | F1.6 | Plant | wind turbine | Floods | Depth (m) | 0.728
1.75 | F1.6 | Plant | wind turbine | Floods | Depth (m) | 0.745
1.8 | F1.6 | Plant | wind turbine | Floods | Depth (m) | 0.762
1.85 | F1.6 | Plant | wind turbine | Floods | Depth (m) | 0.779
1.9 | F1.6 | Plant | wind turbine | Floods | Depth (m) | 0.796
1.95 | F1.6 | Plant | wind turbine | Floods | Depth (m) | 0.813
2 | F1.6 | Plant | wind turbine | Floods | Depth (m) | 0.83
2.05 | F1.6 | Plant | wind turbine | Floods | Depth (m) | 0.847
2.1 | F1.6 | Plant | wind turbine | Floods | Depth (m) | 0.864
2.15 | F1.6 | Plant | wind turbine | Floods | Depth (m) | 0.881
2.2 | F1.6 | Plant | wind turbine | Floods | Depth (m) | 0.898
2.25 | F1.6 | Plant | wind turbine | Floods | Depth (m) | 0.915
2.3 | F1.6 | Plant | wind turbine | Floods | Depth (m) | 0.932
2.35 | F1.6 | Plant | wind turbine | Floods | Depth (m) | 0.949
2.4 | F1.6 | Plant | wind turbine | Floods | Depth (m) | 0.966
2.45 | F1.6 | Plant | wind turbine | Floods | Depth (m) | 0.983
2.5 | F1.6 | Plant | wind turbine | Floods | Depth (m) | 1
2.55 | F1.6 | Plant | wind turbine | Floods | Depth (m) | 1
2.6 | F1.6 | Plant | wind turbine | Floods | Depth (m) | 1
2.65 | F1.6 | Plant | wind turbine | Floods | Depth (m) | 1
2.7 | F1.6 | Plant | wind turbine | Floods | Depth (m) | 1
2.75 | F1.6 | Plant | wind turbine | Floods | Depth (m) | 1
2.8 | F1.6 | Plant | wind turbine | Floods | Depth (m) | 1
2.85 | F1.6 | Plant | wind turbine | Floods | Depth (m) | 1
2.9 | F1.6 | Plant | wind turbine | Floods | Depth (m) | 1
2.95 | F1.6 | Plant | wind turbine | Floods | Depth (m) | 1
3 | F1.6 | Plant | wind turbine | Floods | Depth (m) | 1
3.05 | F1.6 | Plant | wind turbine | Floods | Depth (m) | 1
3.1 | F1.6 | Plant | wind turbine | Floods | Depth (m) | 1
3.15 | F1.6 | Plant | wind turbine | Floods | Depth (m) | 1
3.2 | F1.6 | Plant | wind turbine | Floods | Depth (m) | 1
3.25 | F1.6 | Plant | wind turbine | Floods | Depth (m) | 1
3.3 | F1.6 | Plant | wind turbine | Floods | Depth (m) | 1
3.35 | F1.6 | Plant | wind turbine | Floods | Depth (m) | 1
3.4 | F1.6 | Plant | wind turbine | Floods | Depth (m) | 1
3.45 | F1.6 | Plant | wind turbine | Floods | Depth (m) | 1
3.5 | F1.6 | Plant | wind turbine | Floods | Depth (m) | 1
3.55 | F1.6 | Plant | wind turbine | Floods | Depth (m) | 1
3.6 | F1.6 | Plant | wind turbine | Floods | Depth (m) | 1
3.65 | F1.6 | Plant | wind turbine | Floods | Depth (m) | 1
3.7 | F1.6 | Plant | wind turbine | Floods | Depth (m) | 1
3.75 | F1.6 | Plant | wind turbine | Floods | Depth (m) | 1
3.8 | F1.6 | Plant | wind turbine | Floods | Depth (m) | 1
3.85 | F1.6 | Plant | wind turbine | Floods | Depth (m) | 1
3.9 | F1.6 | Plant | wind turbine | Floods | Depth (m) | 1
3.95 | F1.6 | Plant | wind turbine | Floods | Depth (m) | 1
4 | F1.6 | Plant | wind turbine | Floods | Depth (m) | 1
4.05 | F1.6 | Plant | wind turbine | Floods | Depth (m) | 1
4.1 | F1.6 | Plant | wind turbine | Floods | Depth (m) | 1
4.15 | F1.6 | Plant | wind turbine | Floods | Depth (m) | 1
4.2 | F1.6 | Plant | wind turbine | Floods | Depth (m) | 1
4.25 | F1.6 | Plant | wind turbine | Floods | Depth (m) | 1
4.3 | F1.6 | Plant | wind turbine | Floods | Depth (m) | 1
4.35 | F1.6 | Plant | wind turbine | Floods | Depth (m) | 1
4.4 | F1.6 | Plant | wind turbine | Floods | Depth (m) | 1
4.45 | F1.6 | Plant | wind turbine | Floods | Depth (m) | 1
4.5 | F1.6 | Plant | wind turbine | Floods | Depth (m) | 1
4.55 | F1.6 | Plant | wind turbine | Floods | Depth (m) | 1
4.6 | F1.6 | Plant | wind turbine | Floods | Depth (m) | 1
4.65 | F1.6 | Plant | wind turbine | Floods | Depth (m) | 1
4.7 | F1.6 | Plant | wind turbine | Floods | Depth (m) | 1
4.75 | F1.6 | Plant | wind turbine | Floods | Depth (m) | 1
4.8 | F1.6 | Plant | wind turbine | Floods | Depth (m) | 1
4.85 | F1.6 | Plant | wind turbine | Floods | Depth (m) | 1
4.9 | F1.6 | Plant | wind turbine | Floods | Depth (m) | 1
4.95 | F1.6 | Plant | wind turbine | Floods | Depth (m) | 1
5 | F1.6 | Plant | wind turbine | Floods | Depth (m) | 1
5.05 | F1.6 | Plant | wind turbine | Floods | Depth (m) | 1
5.1 | F1.6 | Plant | wind turbine | Floods | Depth (m) | 1
5.15 | F1.6 | Plant | wind turbine | Floods | Depth (m) | 1
5.2 | F1.6 | Plant | wind turbine | Floods | Depth (m) | 1
5.25 | F1.6 | Plant | wind turbine | Floods | Depth (m) | 1
5.3 | F1.6 | Plant | wind turbine | Floods | Depth (m) | 1
5.35 | F1.6 | Plant | wind turbine | Floods | Depth (m) | 1
5.4 | F1.6 | Plant | wind turbine | Floods | Depth (m) | 1
5.45 | F1.6 | Plant | wind turbine | Floods | Depth (m) | 1
5.5 | F1.6 | Plant | wind turbine | Floods | Depth (m) | 1
5.55 | F1.6 | Plant | wind turbine | Floods | Depth (m) | 1
5.6 | F1.6 | Plant | wind turbine | Floods | Depth (m) | 1
5.65 | F1.6 | Plant | wind turbine | Floods | Depth (m) | 1
5.7 | F1.6 | Plant | wind turbine | Floods | Depth (m) | 1
5.75 | F1.6 | Plant | wind turbine | Floods | Depth (m) | 1
5.8 | F1.6 | Plant | wind turbine | Floods | Depth (m) | 1
5.85 | F1.6 | Plant | wind turbine | Floods | Depth (m) | 1
5.9 | F1.6 | Plant | wind turbine | Floods | Depth (m) | 1
5.95 | F1.6 | Plant | wind turbine | Floods | Depth (m) | 1
6 | F1.6 | Plant | wind turbine | Floods | Depth (m) | 1
6.05 | F1.6 | Plant | wind turbine | Floods | Depth (m)
6.1 | F1.6 | Plant | wind turbine | Floods | Depth (m)
6.15 | F1.6 | Plant | wind turbine | Floods | Depth (m)
6.2 | F1.6 | Plant | wind turbine | Floods | Depth (m)
6.25 | F1.6 | Plant | wind turbine | Floods | Depth (m)
6.3 | F1.6 | Plant | wind turbine | Floods | Depth (m)
6.35 | F1.6 | Plant | wind turbine | Floods | Depth (m)
6.4 | F1.6 | Plant | wind turbine | Floods | Depth (m)
6.45 | F1.6 | Plant | wind turbine | Floods | Depth (m)
6.5 | F1.6 | Plant | wind turbine | Floods | Depth (m)
0 | F1.7 | Plant | wind turbine | Floods | Depth (m) | 0
0.05 | F1.7 | Plant | wind turbine | Floods | Depth (m) | 0
0.1 | F1.7 | Plant | wind turbine | Floods | Depth (m) | 0.01
0.15 | F1.7 | Plant | wind turbine | Floods | Depth (m) | 0.01
0.2 | F1.7 | Plant | wind turbine | Floods | Depth (m) | 0.01
0.25 | F1.7 | Plant | wind turbine | Floods | Depth (m) | 0.01
0.3 | F1.7 | Plant | wind turbine | Floods | Depth (m) | 0.016
0.35 | F1.7 | Plant | wind turbine | Floods | Depth (m) | 0.016
0.4 | F1.7 | Plant | wind turbine | Floods | Depth (m) | 0.016
0.45 | F1.7 | Plant | wind turbine | Floods | Depth (m) | 0.016
0.5 | F1.7 | Plant | wind turbine | Floods | Depth (m) | 0.016
0.55 | F1.7 | Plant | wind turbine | Floods | Depth (m) | 0.016
0.6 | F1.7 | Plant | wind turbine | Floods | Depth (m) | 0.016
0.65 | F1.7 | Plant | wind turbine | Floods | Depth (m) | 0.016
0.7 | F1.7 | Plant | wind turbine | Floods | Depth (m) | 0.016
0.75 | F1.7 | Plant | wind turbine | Floods | Depth (m) | 0.016
0.8 | F1.7 | Plant | wind turbine | Floods | Depth (m) | 0.016
0.85 | F1.7 | Plant | wind turbine | Floods | Depth (m) | 0.016
0.9 | F1.7 | Plant | wind turbine | Floods | Depth (m) | 0.016
0.95 | F1.7 | Plant | wind turbine | Floods | Depth (m) | 0.016
1 | F1.7 | Plant | wind turbine | Floods | Depth (m) | 0.025
1.05 | F1.7 | Plant | wind turbine | Floods | Depth (m) | 0.025
1.1 | F1.7 | Plant | wind turbine | Floods | Depth (m) | 0.025
1.15 | F1.7 | Plant | wind turbine | Floods | Depth (m) | 0.025
1.2 | F1.7 | Plant | wind turbine | Floods | Depth (m) | 0.025
1.25 | F1.7 | Plant | wind turbine | Floods | Depth (m) | 0.025
1.3 | F1.7 | Plant | wind turbine | Floods | Depth (m) | 0.025
1.35 | F1.7 | Plant | wind turbine | Floods | Depth (m) | 0.025
1.4 | F1.7 | Plant | wind turbine | Floods | Depth (m) | 0.025
1.45 | F1.7 | Plant | wind turbine | Floods | Depth (m) | 0.025
1.5 | F1.7 | Plant | wind turbine | Floods | Depth (m) | 0.025
1.55 | F1.7 | Plant | wind turbine | Floods | Depth (m) | 0.025
1.6 | F1.7 | Plant | wind turbine | Floods | Depth (m) | 0.025
1.65 | F1.7 | Plant | wind turbine | Floods | Depth (m) | 0.025
1.7 | F1.7 | Plant | wind turbine | Floods | Depth (m) | 0.035
1.75 | F1.7 | Plant | wind turbine | Floods | Depth (m) | 0.035
1.8 | F1.7 | Plant | wind turbine | Floods | Depth (m) | 0.035
1.85 | F1.7 | Plant | wind turbine | Floods | Depth (m) | 0.035
1.9 | F1.7 | Plant | wind turbine | Floods | Depth (m) | 0.035
1.95 | F1.7 | Plant | wind turbine | Floods | Depth (m) | 0.035
2 | F1.7 | Plant | wind turbine | Floods | Depth (m) | 0.035
2.05 | F1.7 | Plant | wind turbine | Floods | Depth (m) | 0.035
2.1 | F1.7 | Plant | wind turbine | Floods | Depth (m) | 0.035
2.15 | F1.7 | Plant | wind turbine | Floods | Depth (m) | 0.035
2.2 | F1.7 | Plant | wind turbine | Floods | Depth (m) | 0.035
2.25 | F1.7 | Plant | wind turbine | Floods | Depth (m) | 0.035
2.3 | F1.7 | Plant | wind turbine | Floods | Depth (m) | 0.035
2.35 | F1.7 | Plant | wind turbine | Floods | Depth (m) | 0.035
2.4 | F1.7 | Plant | wind turbine | Floods | Depth (m) | 0.035
2.45 | F1.7 | Plant | wind turbine | Floods | Depth (m) | 0.035
2.5 | F1.7 | Plant | wind turbine | Floods | Depth (m) | 0.035
2.55 | F1.7 | Plant | wind turbine | Floods | Depth (m) | 0.035
2.6 | F1.7 | Plant | wind turbine | Floods | Depth (m) | 0.035
2.65 | F1.7 | Plant | wind turbine | Floods | Depth (m) | 0.035
2.7 | F1.7 | Plant | wind turbine | Floods | Depth (m) | 0.035
2.75 | F1.7 | Plant | wind turbine | Floods | Depth (m) | 0.035
2.8 | F1.7 | Plant | wind turbine | Floods | Depth (m) | 0.035
2.85 | F1.7 | Plant | wind turbine | Floods | Depth (m) | 0.035
2.9 | F1.7 | Plant | wind turbine | Floods | Depth (m) | 0.035
2.95 | F1.7 | Plant | wind turbine | Floods | Depth (m) | 0.035
3 | F1.7 | Plant | wind turbine | Floods | Depth (m) | 0.035
3.05 | F1.7 | Plant | wind turbine | Floods | Depth (m) | 0.035
3.1 | F1.7 | Plant | wind turbine | Floods | Depth (m) | 0.035
3.15 | F1.7 | Plant | wind turbine | Floods | Depth (m) | 0.035
3.2 | F1.7 | Plant | wind turbine | Floods | Depth (m) | 0.035
3.25 | F1.7 | Plant | wind turbine | Floods | Depth (m) | 0.035
3.3 | F1.7 | Plant | wind turbine | Floods | Depth (m) | 0.035
3.35 | F1.7 | Plant | wind turbine | Floods | Depth (m) | 0.035
3.4 | F1.7 | Plant | wind turbine | Floods | Depth (m) | 0.035
3.45 | F1.7 | Plant | wind turbine | Floods | Depth (m) | 0.035
3.5 | F1.7 | Plant | wind turbine | Floods | Depth (m) | 0.035
3.55 | F1.7 | Plant | wind turbine | Floods | Depth (m) | 0.035
3.6 | F1.7 | Plant | wind turbine | Floods | Depth (m) | 0.035
3.65 | F1.7 | Plant | wind turbine | Floods | Depth (m) | 0.035
3.7 | F1.7 | Plant | wind turbine | Floods | Depth (m) | 0.035
3.75 | F1.7 | Plant | wind turbine | Floods | Depth (m) | 0.035
3.8 | F1.7 | Plant | wind turbine | Floods | Depth (m) | 0.035
3.85 | F1.7 | Plant | wind turbine | Floods | Depth (m) | 0.035
3.9 | F1.7 | Plant | wind turbine | Floods | Depth (m) | 0.035
3.95 | F1.7 | Plant | wind turbine | Floods | Depth (m) | 0.035
4 | F1.7 | Plant | wind turbine | Floods | Depth (m) | 0.035
4.05 | F1.7 | Plant | wind turbine | Floods | Depth (m) | 0.035
4.1 | F1.7 | Plant | wind turbine | Floods | Depth (m) | 0.035
4.15 | F1.7 | Plant | wind turbine | Floods | Depth (m) | 0.035
4.2 | F1.7 | Plant | wind turbine | Floods | Depth (m) | 0.035
4.25 | F1.7 | Plant | wind turbine | Floods | Depth (m) | 0.035
4.3 | F1.7 | Plant | wind turbine | Floods | Depth (m) | 0.035
4.35 | F1.7 | Plant | wind turbine | Floods | Depth (m) | 0.035
4.4 | F1.7 | Plant | wind turbine | Floods | Depth (m) | 0.035
4.45 | F1.7 | Plant | wind turbine | Floods | Depth (m) | 0.035
4.5 | F1.7 | Plant | wind turbine | Floods | Depth (m) | 0.035
4.55 | F1.7 | Plant | wind turbine | Floods | Depth (m) | 0.035
4.6 | F1.7 | Plant | wind turbine | Floods | Depth (m) | 0.035
4.65 | F1.7 | Plant | wind turbine | Floods | Depth (m) | 0.035
4.7 | F1.7 | Plant | wind turbine | Floods | Depth (m) | 0.035
4.75 | F1.7 | Plant | wind turbine | Floods | Depth (m) | 0.035
4.8 | F1.7 | Plant | wind turbine | Floods | Depth (m) | 0.035
4.85 | F1.7 | Plant | wind turbine | Floods | Depth (m) | 0.035
4.9 | F1.7 | Plant | wind turbine | Floods | Depth (m) | 0.035
4.95 | F1.7 | Plant | wind turbine | Floods | Depth (m) | 0.035
5 | F1.7 | Plant | wind turbine | Floods | Depth (m) | 0.035
5.05 | F1.7 | Plant | wind turbine | Floods | Depth (m)
5.1 | F1.7 | Plant | wind turbine | Floods | Depth (m)
5.15 | F1.7 | Plant | wind turbine | Floods | Depth (m)
5.2 | F1.7 | Plant | wind turbine | Floods | Depth (m)
5.25 | F1.7 | Plant | wind turbine | Floods | Depth (m)
5.3 | F1.7 | Plant | wind turbine | Floods | Depth (m)
5.35 | F1.7 | Plant | wind turbine | Floods | Depth (m)
5.4 | F1.7 | Plant | wind turbine | Floods | Depth (m)
5.45 | F1.7 | Plant | wind turbine | Floods | Depth (m)
5.5 | F1.7 | Plant | wind turbine | Floods | Depth (m)
5.55 | F1.7 | Plant | wind turbine | Floods | Depth (m)
5.6 | F1.7 | Plant | wind turbine | Floods | Depth (m)
5.65 | F1.7 | Plant | wind turbine | Floods | Depth (m)
5.7 | F1.7 | Plant | wind turbine | Floods | Depth (m)
5.75 | F1.7 | Plant | wind turbine | Floods | Depth (m)
5.8 | F1.7 | Plant | wind turbine | Floods | Depth (m)
5.85 | F1.7 | Plant | wind turbine | Floods | Depth (m)
5.9 | F1.7 | Plant | wind turbine | Floods | Depth (m)
5.95 | F1.7 | Plant | wind turbine | Floods | Depth (m)
6 | F1.7 | Plant | wind turbine | Floods | Depth (m)
6.05 | F1.7 | Plant | wind turbine | Floods | Depth (m)
6.1 | F1.7 | Plant | wind turbine | Floods | Depth (m)
6.15 | F1.7 | Plant | wind turbine | Floods | Depth (m)
6.2 | F1.7 | Plant | wind turbine | Floods | Depth (m)
6.25 | F1.7 | Plant | wind turbine | Floods | Depth (m)
6.3 | F1.7 | Plant | wind turbine | Floods | Depth (m)
6.35 | F1.7 | Plant | wind turbine | Floods | Depth (m)
6.4 | F1.7 | Plant | wind turbine | Floods | Depth (m)
6.45 | F1.7 | Plant | wind turbine | Floods | Depth (m)
6.5 | F1.7 | Plant | wind turbine | Floods | Depth (m)
0 | F2.1 | Substation | Low Voltage Substation | Floods | Depth (m) | 0
0.05 | F2.1 | Substation | Low Voltage Substation | Floods | Depth (m) | 0.0032808
0.1 | F2.1 | Substation | Low Voltage Substation | Floods | Depth (m) | 0.0065617
0.15 | F2.1 | Substation | Low Voltage Substation | Floods | Depth (m) | 0.0098425
0.2 | F2.1 | Substation | Low Voltage Substation | Floods | Depth (m) | 0.013123
0.25 | F2.1 | Substation | Low Voltage Substation | Floods | Depth (m) | 0.016404
0.3 | F2.1 | Substation | Low Voltage Substation | Floods | Depth (m) | 0.019685
0.35 | F2.1 | Substation | Low Voltage Substation | Floods | Depth (m) | 0.022966
0.4 | F2.1 | Substation | Low Voltage Substation | Floods | Depth (m) | 0.026247
0.45 | F2.1 | Substation | Low Voltage Substation | Floods | Depth (m) | 0.029528
0.5 | F2.1 | Substation | Low Voltage Substation | Floods | Depth (m) | 0.032808
0.55 | F2.1 | Substation | Low Voltage Substation | Floods | Depth (m) | 0.036089
0.6 | F2.1 | Substation | Low Voltage Substation | Floods | Depth (m) | 0.03937
0.65 | F2.1 | Substation | Low Voltage Substation | Floods | Depth (m) | 0.042651
0.7 | F2.1 | Substation | Low Voltage Substation | Floods | Depth (m) | 0.045932
0.75 | F2.1 | Substation | Low Voltage Substation | Floods | Depth (m) | 0.049213
0.8 | F2.1 | Substation | Low Voltage Substation | Floods | Depth (m) | 0.052493
0.85 | F2.1 | Substation | Low Voltage Substation | Floods | Depth (m) | 0.055774
0.9 | F2.1 | Substation | Low Voltage Substation | Floods | Depth (m) | 0.059055
0.95 | F2.1 | Substation | Low Voltage Substation | Floods | Depth (m) | 0.061168
1 | F2.1 | Substation | Low Voltage Substation | Floods | Depth (m) | 0.062808
1.05 | F2.1 | Substation | Low Voltage Substation | Floods | Depth (m) | 0.064449
1.1 | F2.1 | Substation | Low Voltage Substation | Floods | Depth (m) | 0.066089
1.15 | F2.1 | Substation | Low Voltage Substation | Floods | Depth (m) | 0.06773
1.2 | F2.1 | Substation | Low Voltage Substation | Floods | Depth (m) | 0.06937
1.25 | F2.1 | Substation | Low Voltage Substation | Floods | Depth (m) | 0.07101
1.3 | F2.1 | Substation | Low Voltage Substation | Floods | Depth (m) | 0.072651
1.35 | F2.1 | Substation | Low Voltage Substation | Floods | Depth (m) | 0.074291
1.4 | F2.1 | Substation | Low Voltage Substation | Floods | Depth (m) | 0.075932
1.45 | F2.1 | Substation | Low Voltage Substation | Floods | Depth (m) | 0.077572
1.5 | F2.1 | Substation | Low Voltage Substation | Floods | Depth (m) | 0.079213
1.55 | F2.1 | Substation | Low Voltage Substation | Floods | Depth (m) | 0.080853
1.6 | F2.1 | Substation | Low Voltage Substation | Floods | Depth (m) | 0.082493
1.65 | F2.1 | Substation | Low Voltage Substation | Floods | Depth (m) | 0.084134
1.7 | F2.1 | Substation | Low Voltage Substation | Floods | Depth (m) | 0.085774
1.75 | F2.1 | Substation | Low Voltage Substation | Floods | Depth (m) | 0.087415
1.8 | F2.1 | Substation | Low Voltage Substation | Floods | Depth (m) | 0.089055
1.85 | F2.1 | Substation | Low Voltage Substation | Floods | Depth (m) | 0.090696
1.9 | F2.1 | Substation | Low Voltage Substation | Floods | Depth (m) | 0.092336
1.95 | F2.1 | Substation | Low Voltage Substation | Floods | Depth (m) | 0.093976
2 | F2.1 | Substation | Low Voltage Substation | Floods | Depth (m) | 0.095617
2.05 | F2.1 | Substation | Low Voltage Substation | Floods | Depth (m) | 0.097257
2.1 | F2.1 | Substation | Low Voltage Substation | Floods | Depth (m) | 0.098898
2.15 | F2.1 | Substation | Low Voltage Substation | Floods | Depth (m) | 0.10108
2.2 | F2.1 | Substation | Low Voltage Substation | Floods | Depth (m) | 0.10436
2.25 | F2.1 | Substation | Low Voltage Substation | Floods | Depth (m) | 0.10764
2.3 | F2.1 | Substation | Low Voltage Substation | Floods | Depth (m) | 0.11092
2.35 | F2.1 | Substation | Low Voltage Substation | Floods | Depth (m) | 0.1142
2.4 | F2.1 | Substation | Low Voltage Substation | Floods | Depth (m) | 0.11748
2.45 | F2.1 | Substation | Low Voltage Substation | Floods | Depth (m) | 0.12076
2.5 | F2.1 | Substation | Low Voltage Substation | Floods | Depth (m) | 0.12404
2.55 | F2.1 | Substation | Low Voltage Substation | Floods | Depth (m) | 0.12732
2.6 | F2.1 | Substation | Low Voltage Substation | Floods | Depth (m) | 0.1306
2.65 | F2.1 | Substation | Low Voltage Substation | Floods | Depth (m) | 0.13388
2.7 | F2.1 | Substation | Low Voltage Substation | Floods | Depth (m) | 0.13717
2.75 | F2.1 | Substation | Low Voltage Substation | Floods | Depth (m) | 0.14045
2.8 | F2.1 | Substation | Low Voltage Substation | Floods | Depth (m) | 0.14373
2.85 | F2.1 | Substation | Low Voltage Substation | Floods | Depth (m) | 0.14701
2.9 | F2.1 | Substation | Low Voltage Substation | Floods | Depth (m) | 0.15029
2.95 | F2.1 | Substation | Low Voltage Substation | Floods | Depth (m) | 0.15357
3 | F2.1 | Substation | Low Voltage Substation | Floods | Depth (m) | 0.15685
3.05 | F2.1 | Substation | Low Voltage Substation | Floods | Depth (m) | 0.16
3.1 | F2.1 | Substation | Low Voltage Substation | Floods | Depth (m)
3.15 | F2.1 | Substation | Low Voltage Substation | Floods | Depth (m)
3.2 | F2.1 | Substation | Low Voltage Substation | Floods | Depth (m)
3.25 | F2.1 | Substation | Low Voltage Substation | Floods | Depth (m)
3.3 | F2.1 | Substation | Low Voltage Substation | Floods | Depth (m)
3.35 | F2.1 | Substation | Low Voltage Substation | Floods | Depth (m)
3.4 | F2.1 | Substation | Low Voltage Substation | Floods | Depth (m)
3.45 | F2.1 | Substation | Low Voltage Substation | Floods | Depth (m)
3.5 | F2.1 | Substation | Low Voltage Substation | Floods | Depth (m)
3.55 | F2.1 | Substation | Low Voltage Substation | Floods | Depth (m)
3.6 | F2.1 | Substation | Low Voltage Substation | Floods | Depth (m)
3.65 | F2.1 | Substation | Low Voltage Substation | Floods | Depth (m)
3.7 | F2.1 | Substation | Low Voltage Substation | Floods | Depth (m)
3.75 | F2.1 | Substation | Low Voltage Substation | Floods | Depth (m)
3.8 | F2.1 | Substation | Low Voltage Substation | Floods | Depth (m)
3.85 | F2.1 | Substation | Low Voltage Substation | Floods | Depth (m)
3.9 | F2.1 | Substation | Low Voltage Substation | Floods | Depth (m)
3.95 | F2.1 | Substation | Low Voltage Substation | Floods | Depth (m)
4 | F2.1 | Substation | Low Voltage Substation | Floods | Depth (m)
4.05 | F2.1 | Substation | Low Voltage Substation | Floods | Depth (m)
4.1 | F2.1 | Substation | Low Voltage Substation | Floods | Depth (m)
4.15 | F2.1 | Substation | Low Voltage Substation | Floods | Depth (m)
4.2 | F2.1 | Substation | Low Voltage Substation | Floods | Depth (m)
4.25 | F2.1 | Substation | Low Voltage Substation | Floods | Depth (m)
4.3 | F2.1 | Substation | Low Voltage Substation | Floods | Depth (m)
4.35 | F2.1 | Substation | Low Voltage Substation | Floods | Depth (m)
4.4 | F2.1 | Substation | Low Voltage Substation | Floods | Depth (m)
4.45 | F2.1 | Substation | Low Voltage Substation | Floods | Depth (m)
4.5 | F2.1 | Substation | Low Voltage Substation | Floods | Depth (m)
4.55 | F2.1 | Substation | Low Voltage Substation | Floods | Depth (m)
4.6 | F2.1 | Substation | Low Voltage Substation | Floods | Depth (m)
4.65 | F2.1 | Substation | Low Voltage Substation | Floods | Depth (m)
4.7 | F2.1 | Substation | Low Voltage Substation | Floods | Depth (m)
4.75 | F2.1 | Substation | Low Voltage Substation | Floods | Depth (m)
4.8 | F2.1 | Substation | Low Voltage Substation | Floods | Depth (m)
4.85 | F2.1 | Substation | Low Voltage Substation | Floods | Depth (m)
4.9 | F2.1 | Substation | Low Voltage Substation | Floods | Depth (m)
4.95 | F2.1 | Substation | Low Voltage Substation | Floods | Depth (m)
5 | F2.1 | Substation | Low Voltage Substation | Floods | Depth (m)
5.05 | F2.1 | Substation | Low Voltage Substation | Floods | Depth (m)
5.1 | F2.1 | Substation | Low Voltage Substation | Floods | Depth (m)
5.15 | F2.1 | Substation | Low Voltage Substation | Floods | Depth (m)
5.2 | F2.1 | Substation | Low Voltage Substation | Floods | Depth (m)
5.25 | F2.1 | Substation | Low Voltage Substation | Floods | Depth (m)
5.3 | F2.1 | Substation | Low Voltage Substation | Floods | Depth (m)
5.35 | F2.1 | Substation | Low Voltage Substation | Floods | Depth (m)
5.4 | F2.1 | Substation | Low Voltage Substation | Floods | Depth (m)
5.45 | F2.1 | Substation | Low Voltage Substation | Floods | Depth (m)
5.5 | F2.1 | Substation | Low Voltage Substation | Floods | Depth (m)
5.55 | F2.1 | Substation | Low Voltage Substation | Floods | Depth (m)
5.6 | F2.1 | Substation | Low Voltage Substation | Floods | Depth (m)
5.65 | F2.1 | Substation | Low Voltage Substation | Floods | Depth (m)
5.7 | F2.1 | Substation | Low Voltage Substation | Floods | Depth (m)
5.75 | F2.1 | Substation | Low Voltage Substation | Floods | Depth (m)
5.8 | F2.1 | Substation | Low Voltage Substation | Floods | Depth (m)
5.85 | F2.1 | Substation | Low Voltage Substation | Floods | Depth (m)
5.9 | F2.1 | Substation | Low Voltage Substation | Floods | Depth (m)
5.95 | F2.1 | Substation | Low Voltage Substation | Floods | Depth (m)
6 | F2.1 | Substation | Low Voltage Substation | Floods | Depth (m)
6.05 | F2.1 | Substation | Low Voltage Substation | Floods | Depth (m)
6.1 | F2.1 | Substation | Low Voltage Substation | Floods | Depth (m)
6.15 | F2.1 | Substation | Low Voltage Substation | Floods | Depth (m)
6.2 | F2.1 | Substation | Low Voltage Substation | Floods | Depth (m)
6.25 | F2.1 | Substation | Low Voltage Substation | Floods | Depth (m)
6.3 | F2.1 | Substation | Low Voltage Substation | Floods | Depth (m)
6.35 | F2.1 | Substation | Low Voltage Substation | Floods | Depth (m)
6.4 | F2.1 | Substation | Low Voltage Substation | Floods | Depth (m)
6.45 | F2.1 | Substation | Low Voltage Substation | Floods | Depth (m)
6.5 | F2.1 | Substation | Low Voltage Substation | Floods | Depth (m)
0 | F2.2 | Substation | Medium Voltage Substation | Floods | Depth (m) | 0
0.05 | F2.2 | Substation | Medium Voltage Substation | Floods | Depth (m) | 0.0032808
0.1 | F2.2 | Substation | Medium Voltage Substation | Floods | Depth (m) | 0.0065617
0.15 | F2.2 | Substation | Medium Voltage Substation | Floods | Depth (m) | 0.0098425
0.2 | F2.2 | Substation | Medium Voltage Substation | Floods | Depth (m) | 0.013123
0.25 | F2.2 | Substation | Medium Voltage Substation | Floods | Depth (m) | 0.016404
0.3 | F2.2 | Substation | Medium Voltage Substation | Floods | Depth (m) | 0.019685
0.35 | F2.2 | Substation | Medium Voltage Substation | Floods | Depth (m) | 0.022966
0.4 | F2.2 | Substation | Medium Voltage Substation | Floods | Depth (m) | 0.026247
0.45 | F2.2 | Substation | Medium Voltage Substation | Floods | Depth (m) | 0.029528
0.5 | F2.2 | Substation | Medium Voltage Substation | Floods | Depth (m) | 0.032808
0.55 | F2.2 | Substation | Medium Voltage Substation | Floods | Depth (m) | 0.036089
0.6 | F2.2 | Substation | Medium Voltage Substation | Floods | Depth (m) | 0.03937
0.65 | F2.2 | Substation | Medium Voltage Substation | Floods | Depth (m) | 0.042651
0.7 | F2.2 | Substation | Medium Voltage Substation | Floods | Depth (m) | 0.045932
0.75 | F2.2 | Substation | Medium Voltage Substation | Floods | Depth (m) | 0.049213
0.8 | F2.2 | Substation | Medium Voltage Substation | Floods | Depth (m) | 0.052493
0.85 | F2.2 | Substation | Medium Voltage Substation | Floods | Depth (m) | 0.055774
0.9 | F2.2 | Substation | Medium Voltage Substation | Floods | Depth (m) | 0.059055
0.95 | F2.2 | Substation | Medium Voltage Substation | Floods | Depth (m) | 0.061168
1 | F2.2 | Substation | Medium Voltage Substation | Floods | Depth (m) | 0.062808
1.05 | F2.2 | Substation | Medium Voltage Substation | Floods | Depth (m) | 0.064449
1.1 | F2.2 | Substation | Medium Voltage Substation | Floods | Depth (m) | 0.066089
1.15 | F2.2 | Substation | Medium Voltage Substation | Floods | Depth (m) | 0.06773
1.2 | F2.2 | Substation | Medium Voltage Substation | Floods | Depth (m) | 0.06937
1.25 | F2.2 | Substation | Medium Voltage Substation | Floods | Depth (m) | 0.07101
1.3 | F2.2 | Substation | Medium Voltage Substation | Floods | Depth (m) | 0.072651
1.35 | F2.2 | Substation | Medium Voltage Substation | Floods | Depth (m) | 0.074291
1.4 | F2.2 | Substation | Medium Voltage Substation | Floods | Depth (m) | 0.075932
1.45 | F2.2 | Substation | Medium Voltage Substation | Floods | Depth (m) | 0.077572
1.5 | F2.2 | Substation | Medium Voltage Substation | Floods | Depth (m) | 0.079213
1.55 | F2.2 | Substation | Medium Voltage Substation | Floods | Depth (m) | 0.080853
1.6 | F2.2 | Substation | Medium Voltage Substation | Floods | Depth (m) | 0.082493
1.65 | F2.2 | Substation | Medium Voltage Substation | Floods | Depth (m) | 0.084134
1.7 | F2.2 | Substation | Medium Voltage Substation | Floods | Depth (m) | 0.085774
1.75 | F2.2 | Substation | Medium Voltage Substation | Floods | Depth (m) | 0.087415
1.8 | F2.2 | Substation | Medium Voltage Substation | Floods | Depth (m) | 0.089055
1.85 | F2.2 | Substation | Medium Voltage Substation | Floods | Depth (m) | 0.090696
1.9 | F2.2 | Substation | Medium Voltage Substation | Floods | Depth (m) | 0.092336
1.95 | F2.2 | Substation | Medium Voltage Substation | Floods | Depth (m) | 0.093976
2 | F2.2 | Substation | Medium Voltage Substation | Floods | Depth (m) | 0.095617
2.05 | F2.2 | Substation | Medium Voltage Substation | Floods | Depth (m) | 0.097257
2.1 | F2.2 | Substation | Medium Voltage Substation | Floods | Depth (m) | 0.098898
2.15 | F2.2 | Substation | Medium Voltage Substation | Floods | Depth (m) | 0.10108
2.2 | F2.2 | Substation | Medium Voltage Substation | Floods | Depth (m) | 0.10436
2.25 | F2.2 | Substation | Medium Voltage Substation | Floods | Depth (m) | 0.10764
2.3 | F2.2 | Substation | Medium Voltage Substation | Floods | Depth (m) | 0.11092
2.35 | F2.2 | Substation | Medium Voltage Substation | Floods | Depth (m) | 0.1142
2.4 | F2.2 | Substation | Medium Voltage Substation | Floods | Depth (m) | 0.11748
2.45 | F2.2 | Substation | Medium Voltage Substation | Floods | Depth (m) | 0.12076
2.5 | F2.2 | Substation | Medium Voltage Substation | Floods | Depth (m) | 0.12404
2.55 | F2.2 | Substation | Medium Voltage Substation | Floods | Depth (m) | 0.12732
2.6 | F2.2 | Substation | Medium Voltage Substation | Floods | Depth (m) | 0.1306
2.65 | F2.2 | Substation | Medium Voltage Substation | Floods | Depth (m) | 0.13388
2.7 | F2.2 | Substation | Medium Voltage Substation | Floods | Depth (m) | 0.13717
2.75 | F2.2 | Substation | Medium Voltage Substation | Floods | Depth (m) | 0.14045
2.8 | F2.2 | Substation | Medium Voltage Substation | Floods | Depth (m) | 0.14373
2.85 | F2.2 | Substation | Medium Voltage Substation | Floods | Depth (m) | 0.14701
2.9 | F2.2 | Substation | Medium Voltage Substation | Floods | Depth (m) | 0.15029
2.95 | F2.2 | Substation | Medium Voltage Substation | Floods | Depth (m) | 0.15357
3 | F2.2 | Substation | Medium Voltage Substation | Floods | Depth (m) | 0.15685
3.05 | F2.2 | Substation | Medium Voltage Substation | Floods | Depth (m) | 0.16
3.1 | F2.2 | Substation | Medium Voltage Substation | Floods | Depth (m)
3.15 | F2.2 | Substation | Medium Voltage Substation | Floods | Depth (m)
3.2 | F2.2 | Substation | Medium Voltage Substation | Floods | Depth (m)
3.25 | F2.2 | Substation | Medium Voltage Substation | Floods | Depth (m)
3.3 | F2.2 | Substation | Medium Voltage Substation | Floods | Depth (m)
3.35 | F2.2 | Substation | Medium Voltage Substation | Floods | Depth (m)
3.4 | F2.2 | Substation | Medium Voltage Substation | Floods | Depth (m)
3.45 | F2.2 | Substation | Medium Voltage Substation | Floods | Depth (m)
3.5 | F2.2 | Substation | Medium Voltage Substation | Floods | Depth (m)
3.55 | F2.2 | Substation | Medium Voltage Substation | Floods | Depth (m)
3.6 | F2.2 | Substation | Medium Voltage Substation | Floods | Depth (m)
3.65 | F2.2 | Substation | Medium Voltage Substation | Floods | Depth (m)
3.7 | F2.2 | Substation | Medium Voltage Substation | Floods | Depth (m)
3.75 | F2.2 | Substation | Medium Voltage Substation | Floods | Depth (m)
3.8 | F2.2 | Substation | Medium Voltage Substation | Floods | Depth (m)
3.85 | F2.2 | Substation | Medium Voltage Substation | Floods | Depth (m)
3.9 | F2.2 | Substation | Medium Voltage Substation | Floods | Depth (m)
3.95 | F2.2 | Substation | Medium Voltage Substation | Floods | Depth (m)
4 | F2.2 | Substation | Medium Voltage Substation | Floods | Depth (m)
4.05 | F2.2 | Substation | Medium Voltage Substation | Floods | Depth (m)
4.1 | F2.2 | Substation | Medium Voltage Substation | Floods | Depth (m)
4.15 | F2.2 | Substation | Medium Voltage Substation | Floods | Depth (m)
4.2 | F2.2 | Substation | Medium Voltage Substation | Floods | Depth (m)
4.25 | F2.2 | Substation | Medium Voltage Substation | Floods | Depth (m)
4.3 | F2.2 | Substation | Medium Voltage Substation | Floods | Depth (m)
4.35 | F2.2 | Substation | Medium Voltage Substation | Floods | Depth (m)
4.4 | F2.2 | Substation | Medium Voltage Substation | Floods | Depth (m)
4.45 | F2.2 | Substation | Medium Voltage Substation | Floods | Depth (m)
4.5 | F2.2 | Substation | Medium Voltage Substation | Floods | Depth (m)
4.55 | F2.2 | Substation | Medium Voltage Substation | Floods | Depth (m)
4.6 | F2.2 | Substation | Medium Voltage Substation | Floods | Depth (m)
4.65 | F2.2 | Substation | Medium Voltage Substation | Floods | Depth (m)
4.7 | F2.2 | Substation | Medium Voltage Substation | Floods | Depth (m)
4.75 | F2.2 | Substation | Medium Voltage Substation | Floods | Depth (m)
4.8 | F2.2 | Substation | Medium Voltage Substation | Floods | Depth (m)
4.85 | F2.2 | Substation | Medium Voltage Substation | Floods | Depth (m)
4.9 | F2.2 | Substation | Medium Voltage Substation | Floods | Depth (m)
4.95 | F2.2 | Substation | Medium Voltage Substation | Floods | Depth (m)
5 | F2.2 | Substation | Medium Voltage Substation | Floods | Depth (m)
5.05 | F2.2 | Substation | Medium Voltage Substation | Floods | Depth (m)
5.1 | F2.2 | Substation | Medium Voltage Substation | Floods | Depth (m)
5.15 | F2.2 | Substation | Medium Voltage Substation | Floods | Depth (m)
5.2 | F2.2 | Substation | Medium Voltage Substation | Floods | Depth (m)
5.25 | F2.2 | Substation | Medium Voltage Substation | Floods | Depth (m)
5.3 | F2.2 | Substation | Medium Voltage Substation | Floods | Depth (m)
5.35 | F2.2 | Substation | Medium Voltage Substation | Floods | Depth (m)
5.4 | F2.2 | Substation | Medium Voltage Substation | Floods | Depth (m)
5.45 | F2.2 | Substation | Medium Voltage Substation | Floods | Depth (m)
5.5 | F2.2 | Substation | Medium Voltage Substation | Floods | Depth (m)
5.55 | F2.2 | Substation | Medium Voltage Substation | Floods | Depth (m)
5.6 | F2.2 | Substation | Medium Voltage Substation | Floods | Depth (m)
5.65 | F2.2 | Substation | Medium Voltage Substation | Floods | Depth (m)
5.7 | F2.2 | Substation | Medium Voltage Substation | Floods | Depth (m)
5.75 | F2.2 | Substation | Medium Voltage Substation | Floods | Depth (m)
5.8 | F2.2 | Substation | Medium Voltage Substation | Floods | Depth (m)
5.85 | F2.2 | Substation | Medium Voltage Substation | Floods | Depth (m)
5.9 | F2.2 | Substation | Medium Voltage Substation | Floods | Depth (m)
5.95 | F2.2 | Substation | Medium Voltage Substation | Floods | Depth (m)
6 | F2.2 | Substation | Medium Voltage Substation | Floods | Depth (m)
6.05 | F2.2 | Substation | Medium Voltage Substation | Floods | Depth (m)
6.1 | F2.2 | Substation | Medium Voltage Substation | Floods | Depth (m)
6.15 | F2.2 | Substation | Medium Voltage Substation | Floods | Depth (m)
6.2 | F2.2 | Substation | Medium Voltage Substation | Floods | Depth (m)
6.25 | F2.2 | Substation | Medium Voltage Substation | Floods | Depth (m)
6.3 | F2.2 | Substation | Medium Voltage Substation | Floods | Depth (m)
6.35 | F2.2 | Substation | Medium Voltage Substation | Floods | Depth (m)
6.4 | F2.2 | Substation | Medium Voltage Substation | Floods | Depth (m)
6.45 | F2.2 | Substation | Medium Voltage Substation | Floods | Depth (m)
6.5 | F2.2 | Substation | Medium Voltage Substation | Floods | Depth (m)
0 | F2.3 | Substation | High Voltage Substation | Floods | Depth (m) | 0
0.05 | F2.3 | Substation | High Voltage Substation | Floods | Depth (m) | 0.0032808
0.1 | F2.3 | Substation | High Voltage Substation | Floods | Depth (m) | 0.0065617
0.15 | F2.3 | Substation | High Voltage Substation | Floods | Depth (m) | 0.0098425
0.2 | F2.3 | Substation | High Voltage Substation | Floods | Depth (m) | 0.013123
0.25 | F2.3 | Substation | High Voltage Substation | Floods | Depth (m) | 0.016404
0.3 | F2.3 | Substation | High Voltage Substation | Floods | Depth (m) | 0.019685
0.35 | F2.3 | Substation | High Voltage Substation | Floods | Depth (m) | 0.022966
0.4 | F2.3 | Substation | High Voltage Substation | Floods | Depth (m) | 0.026247
0.45 | F2.3 | Substation | High Voltage Substation | Floods | Depth (m) | 0.029528
0.5 | F2.3 | Substation | High Voltage Substation | Floods | Depth (m) | 0.032808
0.55 | F2.3 | Substation | High Voltage Substation | Floods | Depth (m) | 0.036089
0.6 | F2.3 | Substation | High Voltage Substation | Floods | Depth (m) | 0.03937
0.65 | F2.3 | Substation | High Voltage Substation | Floods | Depth (m) | 0.042651
0.7 | F2.3 | Substation | High Voltage Substation | Floods | Depth (m) | 0.045932
0.75 | F2.3 | Substation | High Voltage Substation | Floods | Depth (m) | 0.049213
0.8 | F2.3 | Substation | High Voltage Substation | Floods | Depth (m) | 0.052493
0.85 | F2.3 | Substation | High Voltage Substation | Floods | Depth (m) | 0.055774
0.9 | F2.3 | Substation | High Voltage Substation | Floods | Depth (m) | 0.059055
0.95 | F2.3 | Substation | High Voltage Substation | Floods | Depth (m) | 0.061168
1 | F2.3 | Substation | High Voltage Substation | Floods | Depth (m) | 0.062808
1.05 | F2.3 | Substation | High Voltage Substation | Floods | Depth (m) | 0.064449
1.1 | F2.3 | Substation | High Voltage Substation | Floods | Depth (m) | 0.066089
1.15 | F2.3 | Substation | High Voltage Substation | Floods | Depth (m) | 0.06773
1.2 | F2.3 | Substation | High Voltage Substation | Floods | Depth (m) | 0.06937
1.25 | F2.3 | Substation | High Voltage Substation | Floods | Depth (m) | 0.07101
1.3 | F2.3 | Substation | High Voltage Substation | Floods | Depth (m) | 0.072651
1.35 | F2.3 | Substation | High Voltage Substation | Floods | Depth (m) | 0.074291
1.4 | F2.3 | Substation | High Voltage Substation | Floods | Depth (m) | 0.075932
1.45 | F2.3 | Substation | High Voltage Substation | Floods | Depth (m) | 0.077572
1.5 | F2.3 | Substation | High Voltage Substation | Floods | Depth (m) | 0.079213
1.55 | F2.3 | Substation | High Voltage Substation | Floods | Depth (m) | 0.080853
1.6 | F2.3 | Substation | High Voltage Substation | Floods | Depth (m) | 0.082493
1.65 | F2.3 | Substation | High Voltage Substation | Floods | Depth (m) | 0.084134
1.7 | F2.3 | Substation | High Voltage Substation | Floods | Depth (m) | 0.085774
1.75 | F2.3 | Substation | High Voltage Substation | Floods | Depth (m) | 0.087415
1.8 | F2.3 | Substation | High Voltage Substation | Floods | Depth (m) | 0.089055
1.85 | F2.3 | Substation | High Voltage Substation | Floods | Depth (m) | 0.090696
1.9 | F2.3 | Substation | High Voltage Substation | Floods | Depth (m) | 0.092336
1.95 | F2.3 | Substation | High Voltage Substation | Floods | Depth (m) | 0.093976
2 | F2.3 | Substation | High Voltage Substation | Floods | Depth (m) | 0.095617
2.05 | F2.3 | Substation | High Voltage Substation | Floods | Depth (m) | 0.097257
2.1 | F2.3 | Substation | High Voltage Substation | Floods | Depth (m) | 0.098898
2.15 | F2.3 | Substation | High Voltage Substation | Floods | Depth (m) | 0.10108
2.2 | F2.3 | Substation | High Voltage Substation | Floods | Depth (m) | 0.10436
2.25 | F2.3 | Substation | High Voltage Substation | Floods | Depth (m) | 0.10764
2.3 | F2.3 | Substation | High Voltage Substation | Floods | Depth (m) | 0.11092
2.35 | F2.3 | Substation | High Voltage Substation | Floods | Depth (m) | 0.1142
2.4 | F2.3 | Substation | High Voltage Substation | Floods | Depth (m) | 0.11748
2.45 | F2.3 | Substation | High Voltage Substation | Floods | Depth (m) | 0.12076
2.5 | F2.3 | Substation | High Voltage Substation | Floods | Depth (m) | 0.12404
2.55 | F2.3 | Substation | High Voltage Substation | Floods | Depth (m) | 0.12732
2.6 | F2.3 | Substation | High Voltage Substation | Floods | Depth (m) | 0.1306
2.65 | F2.3 | Substation | High Voltage Substation | Floods | Depth (m) | 0.13388
2.7 | F2.3 | Substation | High Voltage Substation | Floods | Depth (m) | 0.13717
2.75 | F2.3 | Substation | High Voltage Substation | Floods | Depth (m) | 0.14045
2.8 | F2.3 | Substation | High Voltage Substation | Floods | Depth (m) | 0.14373
2.85 | F2.3 | Substation | High Voltage Substation | Floods | Depth (m) | 0.14701
2.9 | F2.3 | Substation | High Voltage Substation | Floods | Depth (m) | 0.15029
2.95 | F2.3 | Substation | High Voltage Substation | Floods | Depth (m) | 0.15357
3 | F2.3 | Substation | High Voltage Substation | Floods | Depth (m) | 0.15685
3.05 | F2.3 | Substation | High Voltage Substation | Floods | Depth (m) | 0.16
3.1 | F2.3 | Substation | High Voltage Substation | Floods | Depth (m)
3.15 | F2.3 | Substation | High Voltage Substation | Floods | Depth (m)
3.2 | F2.3 | Substation | High Voltage Substation | Floods | Depth (m)
3.25 | F2.3 | Substation | High Voltage Substation | Floods | Depth (m)
3.3 | F2.3 | Substation | High Voltage Substation | Floods | Depth (m)
3.35 | F2.3 | Substation | High Voltage Substation | Floods | Depth (m)
3.4 | F2.3 | Substation | High Voltage Substation | Floods | Depth (m)
3.45 | F2.3 | Substation | High Voltage Substation | Floods | Depth (m)
3.5 | F2.3 | Substation | High Voltage Substation | Floods | Depth (m)
3.55 | F2.3 | Substation | High Voltage Substation | Floods | Depth (m)
3.6 | F2.3 | Substation | High Voltage Substation | Floods | Depth (m)
3.65 | F2.3 | Substation | High Voltage Substation | Floods | Depth (m)
3.7 | F2.3 | Substation | High Voltage Substation | Floods | Depth (m)
3.75 | F2.3 | Substation | High Voltage Substation | Floods | Depth (m)
3.8 | F2.3 | Substation | High Voltage Substation | Floods | Depth (m)
3.85 | F2.3 | Substation | High Voltage Substation | Floods | Depth (m)
3.9 | F2.3 | Substation | High Voltage Substation | Floods | Depth (m)
3.95 | F2.3 | Substation | High Voltage Substation | Floods | Depth (m)
4 | F2.3 | Substation | High Voltage Substation | Floods | Depth (m)
4.05 | F2.3 | Substation | High Voltage Substation | Floods | Depth (m)
4.1 | F2.3 | Substation | High Voltage Substation | Floods | Depth (m)
4.15 | F2.3 | Substation | High Voltage Substation | Floods | Depth (m)
4.2 | F2.3 | Substation | High Voltage Substation | Floods | Depth (m)
4.25 | F2.3 | Substation | High Voltage Substation | Floods | Depth (m)
4.3 | F2.3 | Substation | High Voltage Substation | Floods | Depth (m)
4.35 | F2.3 | Substation | High Voltage Substation | Floods | Depth (m)
4.4 | F2.3 | Substation | High Voltage Substation | Floods | Depth (m)
4.45 | F2.3 | Substation | High Voltage Substation | Floods | Depth (m)
4.5 | F2.3 | Substation | High Voltage Substation | Floods | Depth (m)
4.55 | F2.3 | Substation | High Voltage Substation | Floods | Depth (m)
4.6 | F2.3 | Substation | High Voltage Substation | Floods | Depth (m)
4.65 | F2.3 | Substation | High Voltage Substation | Floods | Depth (m)
4.7 | F2.3 | Substation | High Voltage Substation | Floods | Depth (m)
4.75 | F2.3 | Substation | High Voltage Substation | Floods | Depth (m)
4.8 | F2.3 | Substation | High Voltage Substation | Floods | Depth (m)
4.85 | F2.3 | Substation | High Voltage Substation | Floods | Depth (m)
4.9 | F2.3 | Substation | High Voltage Substation | Floods | Depth (m)
4.95 | F2.3 | Substation | High Voltage Substation | Floods | Depth (m)
5 | F2.3 | Substation | High Voltage Substation | Floods | Depth (m)
5.05 | F2.3 | Substation | High Voltage Substation | Floods | Depth (m)
5.1 | F2.3 | Substation | High Voltage Substation | Floods | Depth (m)
5.15 | F2.3 | Substation | High Voltage Substation | Floods | Depth (m)
5.2 | F2.3 | Substation | High Voltage Substation | Floods | Depth (m)
5.25 | F2.3 | Substation | High Voltage Substation | Floods | Depth (m)
5.3 | F2.3 | Substation | High Voltage Substation | Floods | Depth (m)
5.35 | F2.3 | Substation | High Voltage Substation | Floods | Depth (m)
5.4 | F2.3 | Substation | High Voltage Substation | Floods | Depth (m)
5.45 | F2.3 | Substation | High Voltage Substation | Floods | Depth (m)
5.5 | F2.3 | Substation | High Voltage Substation | Floods | Depth (m)
5.55 | F2.3 | Substation | High Voltage Substation | Floods | Depth (m)
5.6 | F2.3 | Substation | High Voltage Substation | Floods | Depth (m)
5.65 | F2.3 | Substation | High Voltage Substation | Floods | Depth (m)
5.7 | F2.3 | Substation | High Voltage Substation | Floods | Depth (m)
5.75 | F2.3 | Substation | High Voltage Substation | Floods | Depth (m)
5.8 | F2.3 | Substation | High Voltage Substation | Floods | Depth (m)
5.85 | F2.3 | Substation | High Voltage Substation | Floods | Depth (m)
5.9 | F2.3 | Substation | High Voltage Substation | Floods | Depth (m)
5.95 | F2.3 | Substation | High Voltage Substation | Floods | Depth (m)
6 | F2.3 | Substation | High Voltage Substation | Floods | Depth (m)
6.05 | F2.3 | Substation | High Voltage Substation | Floods | Depth (m)
6.1 | F2.3 | Substation | High Voltage Substation | Floods | Depth (m)
6.15 | F2.3 | Substation | High Voltage Substation | Floods | Depth (m)
6.2 | F2.3 | Substation | High Voltage Substation | Floods | Depth (m)
6.25 | F2.3 | Substation | High Voltage Substation | Floods | Depth (m)
6.3 | F2.3 | Substation | High Voltage Substation | Floods | Depth (m)
6.35 | F2.3 | Substation | High Voltage Substation | Floods | Depth (m)
6.4 | F2.3 | Substation | High Voltage Substation | Floods | Depth (m)
6.45 | F2.3 | Substation | High Voltage Substation | Floods | Depth (m)
6.5 | F2.3 | Substation | High Voltage Substation | Floods | Depth (m)
0 | F5.1 | Cable | Distribution circuits buried crossings | Floods | Depth (m) | 0
0.05 | F5.1 | Cable | Distribution circuits buried crossings | Floods | Depth (m) | 0
0.1 | F5.1 | Cable | Distribution circuits buried crossings | Floods | Depth (m) | 0
0.15 | F5.1 | Cable | Distribution circuits buried crossings | Floods | Depth (m) | 0
0.2 | F5.1 | Cable | Distribution circuits buried crossings | Floods | Depth (m) | 0
0.25 | F5.1 | Cable | Distribution circuits buried crossings | Floods | Depth (m) | 0
0.3 | F5.1 | Cable | Distribution circuits buried crossings | Floods | Depth (m) | 0
0.35 | F5.1 | Cable | Distribution circuits buried crossings | Floods | Depth (m) | 0
0.4 | F5.1 | Cable | Distribution circuits buried crossings | Floods | Depth (m) | 0
0.45 | F5.1 | Cable | Distribution circuits buried crossings | Floods | Depth (m) | 0
0.5 | F5.1 | Cable | Distribution circuits buried crossings | Floods | Depth (m) | 0
0.55 | F5.1 | Cable | Distribution circuits buried crossings | Floods | Depth (m) | 0
0.6 | F5.1 | Cable | Distribution circuits buried crossings | Floods | Depth (m) | 0
0.65 | F5.1 | Cable | Distribution circuits buried crossings | Floods | Depth (m) | 0
0.7 | F5.1 | Cable | Distribution circuits buried crossings | Floods | Depth (m) | 0
0.75 | F5.1 | Cable | Distribution circuits buried crossings | Floods | Depth (m) | 0
0.8 | F5.1 | Cable | Distribution circuits buried crossings | Floods | Depth (m) | 0
0.85 | F5.1 | Cable | Distribution circuits buried crossings | Floods | Depth (m) | 0
0.9 | F5.1 | Cable | Distribution circuits buried crossings | Floods | Depth (m) | 0
0.95 | F5.1 | Cable | Distribution circuits buried crossings | Floods | Depth (m) | 0
1 | F5.1 | Cable | Distribution circuits buried crossings | Floods | Depth (m) | 0
1.05 | F5.1 | Cable | Distribution circuits buried crossings | Floods | Depth (m) | 0
1.1 | F5.1 | Cable | Distribution circuits buried crossings | Floods | Depth (m) | 0
1.15 | F5.1 | Cable | Distribution circuits buried crossings | Floods | Depth (m) | 0
1.2 | F5.1 | Cable | Distribution circuits buried crossings | Floods | Depth (m) | 0
1.25 | F5.1 | Cable | Distribution circuits buried crossings | Floods | Depth (m) | 0
1.3 | F5.1 | Cable | Distribution circuits buried crossings | Floods | Depth (m) | 0
1.35 | F5.1 | Cable | Distribution circuits buried crossings | Floods | Depth (m) | 0
1.4 | F5.1 | Cable | Distribution circuits buried crossings | Floods | Depth (m) | 0
1.45 | F5.1 | Cable | Distribution circuits buried crossings | Floods | Depth (m) | 0
1.5 | F5.1 | Cable | Distribution circuits buried crossings | Floods | Depth (m) | 0
1.55 | F5.1 | Cable | Distribution circuits buried crossings | Floods | Depth (m) | 0
1.6 | F5.1 | Cable | Distribution circuits buried crossings | Floods | Depth (m) | 0
1.65 | F5.1 | Cable | Distribution circuits buried crossings | Floods | Depth (m) | 0
1.7 | F5.1 | Cable | Distribution circuits buried crossings | Floods | Depth (m) | 0
1.75 | F5.1 | Cable | Distribution circuits buried crossings | Floods | Depth (m) | 0
1.8 | F5.1 | Cable | Distribution circuits buried crossings | Floods | Depth (m) | 0
1.85 | F5.1 | Cable | Distribution circuits buried crossings | Floods | Depth (m) | 0
1.9 | F5.1 | Cable | Distribution circuits buried crossings | Floods | Depth (m) | 0
1.95 | F5.1 | Cable | Distribution circuits buried crossings | Floods | Depth (m) | 0
2 | F5.1 | Cable | Distribution circuits buried crossings | Floods | Depth (m) | 0
2.05 | F5.1 | Cable | Distribution circuits buried crossings | Floods | Depth (m) | 0
2.1 | F5.1 | Cable | Distribution circuits buried crossings | Floods | Depth (m) | 0
2.15 | F5.1 | Cable | Distribution circuits buried crossings | Floods | Depth (m) | 0
2.2 | F5.1 | Cable | Distribution circuits buried crossings | Floods | Depth (m) | 0
2.25 | F5.1 | Cable | Distribution circuits buried crossings | Floods | Depth (m) | 0
2.3 | F5.1 | Cable | Distribution circuits buried crossings | Floods | Depth (m) | 0
2.35 | F5.1 | Cable | Distribution circuits buried crossings | Floods | Depth (m) | 0
2.4 | F5.1 | Cable | Distribution circuits buried crossings | Floods | Depth (m) | 0
2.45 | F5.1 | Cable | Distribution circuits buried crossings | Floods | Depth (m) | 0
2.5 | F5.1 | Cable | Distribution circuits buried crossings | Floods | Depth (m) | 0
2.55 | F5.1 | Cable | Distribution circuits buried crossings | Floods | Depth (m) | 0
2.6 | F5.1 | Cable | Distribution circuits buried crossings | Floods | Depth (m) | 0
2.65 | F5.1 | Cable | Distribution circuits buried crossings | Floods | Depth (m) | 0
2.7 | F5.1 | Cable | Distribution circuits buried crossings | Floods | Depth (m) | 0
2.75 | F5.1 | Cable | Distribution circuits buried crossings | Floods | Depth (m) | 0
2.8 | F5.1 | Cable | Distribution circuits buried crossings | Floods | Depth (m) | 0
2.85 | F5.1 | Cable | Distribution circuits buried crossings | Floods | Depth (m) | 0
2.9 | F5.1 | Cable | Distribution circuits buried crossings | Floods | Depth (m) | 0
2.95 | F5.1 | Cable | Distribution circuits buried crossings | Floods | Depth (m) | 0
3 | F5.1 | Cable | Distribution circuits buried crossings | Floods | Depth (m) | 0
3.05 | F5.1 | Cable | Distribution circuits buried crossings | Floods | Depth (m) | 0
3.1 | F5.1 | Cable | Distribution circuits buried crossings | Floods | Depth (m)
3.15 | F5.1 | Cable | Distribution circuits buried crossings | Floods | Depth (m)
3.2 | F5.1 | Cable | Distribution circuits buried crossings | Floods | Depth (m)
3.25 | F5.1 | Cable | Distribution circuits buried crossings | Floods | Depth (m)
3.3 | F5.1 | Cable | Distribution circuits buried crossings | Floods | Depth (m)
3.35 | F5.1 | Cable | Distribution circuits buried crossings | Floods | Depth (m)
3.4 | F5.1 | Cable | Distribution circuits buried crossings | Floods | Depth (m)
3.45 | F5.1 | Cable | Distribution circuits buried crossings | Floods | Depth (m)
3.5 | F5.1 | Cable | Distribution circuits buried crossings | Floods | Depth (m)
3.55 | F5.1 | Cable | Distribution circuits buried crossings | Floods | Depth (m)
3.6 | F5.1 | Cable | Distribution circuits buried crossings | Floods | Depth (m)
3.65 | F5.1 | Cable | Distribution circuits buried crossings | Floods | Depth (m)
3.7 | F5.1 | Cable | Distribution circuits buried crossings | Floods | Depth (m)
3.75 | F5.1 | Cable | Distribution circuits buried crossings | Floods | Depth (m)
3.8 | F5.1 | Cable | Distribution circuits buried crossings | Floods | Depth (m)
3.85 | F5.1 | Cable | Distribution circuits buried crossings | Floods | Depth (m)
3.9 | F5.1 | Cable | Distribution circuits buried crossings | Floods | Depth (m)
3.95 | F5.1 | Cable | Distribution circuits buried crossings | Floods | Depth (m)
4 | F5.1 | Cable | Distribution circuits buried crossings | Floods | Depth (m)
4.05 | F5.1 | Cable | Distribution circuits buried crossings | Floods | Depth (m)
4.1 | F5.1 | Cable | Distribution circuits buried crossings | Floods | Depth (m)
4.15 | F5.1 | Cable | Distribution circuits buried crossings | Floods | Depth (m)
4.2 | F5.1 | Cable | Distribution circuits buried crossings | Floods | Depth (m)
4.25 | F5.1 | Cable | Distribution circuits buried crossings | Floods | Depth (m)
4.3 | F5.1 | Cable | Distribution circuits buried crossings | Floods | Depth (m)
4.35 | F5.1 | Cable | Distribution circuits buried crossings | Floods | Depth (m)
4.4 | F5.1 | Cable | Distribution circuits buried crossings | Floods | Depth (m)
4.45 | F5.1 | Cable | Distribution circuits buried crossings | Floods | Depth (m)
4.5 | F5.1 | Cable | Distribution circuits buried crossings | Floods | Depth (m)
4.55 | F5.1 | Cable | Distribution circuits buried crossings | Floods | Depth (m)
4.6 | F5.1 | Cable | Distribution circuits buried crossings | Floods | Depth (m)
4.65 | F5.1 | Cable | Distribution circuits buried crossings | Floods | Depth (m)
4.7 | F5.1 | Cable | Distribution circuits buried crossings | Floods | Depth (m)
4.75 | F5.1 | Cable | Distribution circuits buried crossings | Floods | Depth (m)
4.8 | F5.1 | Cable | Distribution circuits buried crossings | Floods | Depth (m)
4.85 | F5.1 | Cable | Distribution circuits buried crossings | Floods | Depth (m)
4.9 | F5.1 | Cable | Distribution circuits buried crossings | Floods | Depth (m)
4.95 | F5.1 | Cable | Distribution circuits buried crossings | Floods | Depth (m)
5 | F5.1 | Cable | Distribution circuits buried crossings | Floods | Depth (m)
5.05 | F5.1 | Cable | Distribution circuits buried crossings | Floods | Depth (m)
5.1 | F5.1 | Cable | Distribution circuits buried crossings | Floods | Depth (m)
5.15 | F5.1 | Cable | Distribution circuits buried crossings | Floods | Depth (m)
5.2 | F5.1 | Cable | Distribution circuits buried crossings | Floods | Depth (m)
5.25 | F5.1 | Cable | Distribution circuits buried crossings | Floods | Depth (m)
5.3 | F5.1 | Cable | Distribution circuits buried crossings | Floods | Depth (m)
5.35 | F5.1 | Cable | Distribution circuits buried crossings | Floods | Depth (m)
5.4 | F5.1 | Cable | Distribution circuits buried crossings | Floods | Depth (m)
5.45 | F5.1 | Cable | Distribution circuits buried crossings | Floods | Depth (m)
5.5 | F5.1 | Cable | Distribution circuits buried crossings | Floods | Depth (m)
5.55 | F5.1 | Cable | Distribution circuits buried crossings | Floods | Depth (m)
5.6 | F5.1 | Cable | Distribution circuits buried crossings | Floods | Depth (m)
5.65 | F5.1 | Cable | Distribution circuits buried crossings | Floods | Depth (m)
5.7 | F5.1 | Cable | Distribution circuits buried crossings | Floods | Depth (m)
5.75 | F5.1 | Cable | Distribution circuits buried crossings | Floods | Depth (m)
5.8 | F5.1 | Cable | Distribution circuits buried crossings | Floods | Depth (m)
5.85 | F5.1 | Cable | Distribution circuits buried crossings | Floods | Depth (m)
5.9 | F5.1 | Cable | Distribution circuits buried crossings | Floods | Depth (m)
5.95 | F5.1 | Cable | Distribution circuits buried crossings | Floods | Depth (m)
6 | F5.1 | Cable | Distribution circuits buried crossings | Floods | Depth (m)
6.05 | F5.1 | Cable | Distribution circuits buried crossings | Floods | Depth (m)
6.1 | F5.1 | Cable | Distribution circuits buried crossings | Floods | Depth (m)
6.15 | F5.1 | Cable | Distribution circuits buried crossings | Floods | Depth (m)
6.2 | F5.1 | Cable | Distribution circuits buried crossings | Floods | Depth (m)
6.25 | F5.1 | Cable | Distribution circuits buried crossings | Floods | Depth (m)
6.3 | F5.1 | Cable | Distribution circuits buried crossings | Floods | Depth (m)
6.35 | F5.1 | Cable | Distribution circuits buried crossings | Floods | Depth (m)
6.4 | F5.1 | Cable | Distribution circuits buried crossings | Floods | Depth (m)
6.45 | F5.1 | Cable | Distribution circuits buried crossings | Floods | Depth (m)
6.5 | F5.1 | Cable | Distribution circuits buried crossings | Floods | Depth (m)
0 | F6.1 | Power (minor) line | Distribution circuits buried crossings | Floods | Depth (m) | 0
0.05 | F6.1 | Power (minor) line | Distribution circuits buried crossings | Floods | Depth (m) | 0
0.1 | F6.1 | Power (minor) line | Distribution circuits buried crossings | Floods | Depth (m) | 0
0.15 | F6.1 | Power (minor) line | Distribution circuits buried crossings | Floods | Depth (m) | 0
0.2 | F6.1 | Power (minor) line | Distribution circuits buried crossings | Floods | Depth (m) | 0
0.25 | F6.1 | Power (minor) line | Distribution circuits buried crossings | Floods | Depth (m) | 0
0.3 | F6.1 | Power (minor) line | Distribution circuits buried crossings | Floods | Depth (m) | 0
0.35 | F6.1 | Power (minor) line | Distribution circuits buried crossings | Floods | Depth (m) | 0
0.4 | F6.1 | Power (minor) line | Distribution circuits buried crossings | Floods | Depth (m) | 0
0.45 | F6.1 | Power (minor) line | Distribution circuits buried crossings | Floods | Depth (m) | 0
0.5 | F6.1 | Power (minor) line | Distribution circuits buried crossings | Floods | Depth (m) | 0
0.55 | F6.1 | Power (minor) line | Distribution circuits buried crossings | Floods | Depth (m) | 0
0.6 | F6.1 | Power (minor) line | Distribution circuits buried crossings | Floods | Depth (m) | 0
0.65 | F6.1 | Power (minor) line | Distribution circuits buried crossings | Floods | Depth (m) | 0
0.7 | F6.1 | Power (minor) line | Distribution circuits buried crossings | Floods | Depth (m) | 0
0.75 | F6.1 | Power (minor) line | Distribution circuits buried crossings | Floods | Depth (m) | 0
0.8 | F6.1 | Power (minor) line | Distribution circuits buried crossings | Floods | Depth (m) | 0
0.85 | F6.1 | Power (minor) line | Distribution circuits buried crossings | Floods | Depth (m) | 0
0.9 | F6.1 | Power (minor) line | Distribution circuits buried crossings | Floods | Depth (m) | 0
0.95 | F6.1 | Power (minor) line | Distribution circuits buried crossings | Floods | Depth (m) | 0
1 | F6.1 | Power (minor) line | Distribution circuits buried crossings | Floods | Depth (m) | 0
1.05 | F6.1 | Power (minor) line | Distribution circuits buried crossings | Floods | Depth (m) | 0
1.1 | F6.1 | Power (minor) line | Distribution circuits buried crossings | Floods | Depth (m) | 0
1.15 | F6.1 | Power (minor) line | Distribution circuits buried crossings | Floods | Depth (m) | 0
1.2 | F6.1 | Power (minor) line | Distribution circuits buried crossings | Floods | Depth (m) | 0
1.25 | F6.1 | Power (minor) line | Distribution circuits buried crossings | Floods | Depth (m) | 0
1.3 | F6.1 | Power (minor) line | Distribution circuits buried crossings | Floods | Depth (m) | 0
1.35 | F6.1 | Power (minor) line | Distribution circuits buried crossings | Floods | Depth (m) | 0
1.4 | F6.1 | Power (minor) line | Distribution circuits buried crossings | Floods | Depth (m) | 0
1.45 | F6.1 | Power (minor) line | Distribution circuits buried crossings | Floods | Depth (m) | 0
1.5 | F6.1 | Power (minor) line | Distribution circuits buried crossings | Floods | Depth (m) | 0
1.55 | F6.1 | Power (minor) line | Distribution circuits buried crossings | Floods | Depth (m) | 0
1.6 | F6.1 | Power (minor) line | Distribution circuits buried crossings | Floods | Depth (m) | 0
1.65 | F6.1 | Power (minor) line | Distribution circuits buried crossings | Floods | Depth (m) | 0
1.7 | F6.1 | Power (minor) line | Distribution circuits buried crossings | Floods | Depth (m) | 0
1.75 | F6.1 | Power (minor) line | Distribution circuits buried crossings | Floods | Depth (m) | 0
1.8 | F6.1 | Power (minor) line | Distribution circuits buried crossings | Floods | Depth (m) | 0
1.85 | F6.1 | Power (minor) line | Distribution circuits buried crossings | Floods | Depth (m) | 0
1.9 | F6.1 | Power (minor) line | Distribution circuits buried crossings | Floods | Depth (m) | 0
1.95 | F6.1 | Power (minor) line | Distribution circuits buried crossings | Floods | Depth (m) | 0
2 | F6.1 | Power (minor) line | Distribution circuits buried crossings | Floods | Depth (m) | 0
2.05 | F6.1 | Power (minor) line | Distribution circuits buried crossings | Floods | Depth (m) | 0
2.1 | F6.1 | Power (minor) line | Distribution circuits buried crossings | Floods | Depth (m) | 0
2.15 | F6.1 | Power (minor) line | Distribution circuits buried crossings | Floods | Depth (m) | 0
2.2 | F6.1 | Power (minor) line | Distribution circuits buried crossings | Floods | Depth (m) | 0
2.25 | F6.1 | Power (minor) line | Distribution circuits buried crossings | Floods | Depth (m) | 0
2.3 | F6.1 | Power (minor) line | Distribution circuits buried crossings | Floods | Depth (m) | 0
2.35 | F6.1 | Power (minor) line | Distribution circuits buried crossings | Floods | Depth (m) | 0
2.4 | F6.1 | Power (minor) line | Distribution circuits buried crossings | Floods | Depth (m) | 0
2.45 | F6.1 | Power (minor) line | Distribution circuits buried crossings | Floods | Depth (m) | 0
2.5 | F6.1 | Power (minor) line | Distribution circuits buried crossings | Floods | Depth (m) | 0
2.55 | F6.1 | Power (minor) line | Distribution circuits buried crossings | Floods | Depth (m) | 0
2.6 | F6.1 | Power (minor) line | Distribution circuits buried crossings | Floods | Depth (m) | 0
2.65 | F6.1 | Power (minor) line | Distribution circuits buried crossings | Floods | Depth (m) | 0
2.7 | F6.1 | Power (minor) line | Distribution circuits buried crossings | Floods | Depth (m) | 0
2.75 | F6.1 | Power (minor) line | Distribution circuits buried crossings | Floods | Depth (m) | 0
2.8 | F6.1 | Power (minor) line | Distribution circuits buried crossings | Floods | Depth (m) | 0
2.85 | F6.1 | Power (minor) line | Distribution circuits buried crossings | Floods | Depth (m) | 0
2.9 | F6.1 | Power (minor) line | Distribution circuits buried crossings | Floods | Depth (m) | 0
2.95 | F6.1 | Power (minor) line | Distribution circuits buried crossings | Floods | Depth (m) | 0
3 | F6.1 | Power (minor) line | Distribution circuits buried crossings | Floods | Depth (m) | 0
3.05 | F6.1 | Power (minor) line | Distribution circuits buried crossings | Floods | Depth (m) | 0
3.1 | F6.1 | Power (minor) line | Distribution circuits buried crossings | Floods | Depth (m)
3.15 | F6.1 | Power (minor) line | Distribution circuits buried crossings | Floods | Depth (m)
3.2 | F6.1 | Power (minor) line | Distribution circuits buried crossings | Floods | Depth (m)
3.25 | F6.1 | Power (minor) line | Distribution circuits buried crossings | Floods | Depth (m)
3.3 | F6.1 | Power (minor) line | Distribution circuits buried crossings | Floods | Depth (m)
3.35 | F6.1 | Power (minor) line | Distribution circuits buried crossings | Floods | Depth (m)
3.4 | F6.1 | Power (minor) line | Distribution circuits buried crossings | Floods | Depth (m)
3.45 | F6.1 | Power (minor) line | Distribution circuits buried crossings | Floods | Depth (m)
3.5 | F6.1 | Power (minor) line | Distribution circuits buried crossings | Floods | Depth (m)
3.55 | F6.1 | Power (minor) line | Distribution circuits buried crossings | Floods | Depth (m)
3.6 | F6.1 | Power (minor) line | Distribution circuits buried crossings | Floods | Depth (m)
3.65 | F6.1 | Power (minor) line | Distribution circuits buried crossings | Floods | Depth (m)
3.7 | F6.1 | Power (minor) line | Distribution circuits buried crossings | Floods | Depth (m)
3.75 | F6.1 | Power (minor) line | Distribution circuits buried crossings | Floods | Depth (m)
3.8 | F6.1 | Power (minor) line | Distribution circuits buried crossings | Floods | Depth (m)
3.85 | F6.1 | Power (minor) line | Distribution circuits buried crossings | Floods | Depth (m)
3.9 | F6.1 | Power (minor) line | Distribution circuits buried crossings | Floods | Depth (m)
3.95 | F6.1 | Power (minor) line | Distribution circuits buried crossings | Floods | Depth (m)
4 | F6.1 | Power (minor) line | Distribution circuits buried crossings | Floods | Depth (m)
4.05 | F6.1 | Power (minor) line | Distribution circuits buried crossings | Floods | Depth (m)
4.1 | F6.1 | Power (minor) line | Distribution circuits buried crossings | Floods | Depth (m)
4.15 | F6.1 | Power (minor) line | Distribution circuits buried crossings | Floods | Depth (m)
4.2 | F6.1 | Power (minor) line | Distribution circuits buried crossings | Floods | Depth (m)
4.25 | F6.1 | Power (minor) line | Distribution circuits buried crossings | Floods | Depth (m)
4.3 | F6.1 | Power (minor) line | Distribution circuits buried crossings | Floods | Depth (m)
4.35 | F6.1 | Power (minor) line | Distribution circuits buried crossings | Floods | Depth (m)
4.4 | F6.1 | Power (minor) line | Distribution circuits buried crossings | Floods | Depth (m)
4.45 | F6.1 | Power (minor) line | Distribution circuits buried crossings | Floods | Depth (m)
4.5 | F6.1 | Power (minor) line | Distribution circuits buried crossings | Floods | Depth (m)
4.55 | F6.1 | Power (minor) line | Distribution circuits buried crossings | Floods | Depth (m)
4.6 | F6.1 | Power (minor) line | Distribution circuits buried crossings | Floods | Depth (m)
4.65 | F6.1 | Power (minor) line | Distribution circuits buried crossings | Floods | Depth (m)
4.7 | F6.1 | Power (minor) line | Distribution circuits buried crossings | Floods | Depth (m)
4.75 | F6.1 | Power (minor) line | Distribution circuits buried crossings | Floods | Depth (m)
4.8 | F6.1 | Power (minor) line | Distribution circuits buried crossings | Floods | Depth (m)
4.85 | F6.1 | Power (minor) line | Distribution circuits buried crossings | Floods | Depth (m)
4.9 | F6.1 | Power (minor) line | Distribution circuits buried crossings | Floods | Depth (m)
4.95 | F6.1 | Power (minor) line | Distribution circuits buried crossings | Floods | Depth (m)
5 | F6.1 | Power (minor) line | Distribution circuits buried crossings | Floods | Depth (m)
5.05 | F6.1 | Power (minor) line | Distribution circuits buried crossings | Floods | Depth (m)
5.1 | F6.1 | Power (minor) line | Distribution circuits buried crossings | Floods | Depth (m)
5.15 | F6.1 | Power (minor) line | Distribution circuits buried crossings | Floods | Depth (m)
5.2 | F6.1 | Power (minor) line | Distribution circuits buried crossings | Floods | Depth (m)
5.25 | F6.1 | Power (minor) line | Distribution circuits buried crossings | Floods | Depth (m)
5.3 | F6.1 | Power (minor) line | Distribution circuits buried crossings | Floods | Depth (m)
5.35 | F6.1 | Power (minor) line | Distribution circuits buried crossings | Floods | Depth (m)
5.4 | F6.1 | Power (minor) line | Distribution circuits buried crossings | Floods | Depth (m)
5.45 | F6.1 | Power (minor) line | Distribution circuits buried crossings | Floods | Depth (m)
5.5 | F6.1 | Power (minor) line | Distribution circuits buried crossings | Floods | Depth (m)
5.55 | F6.1 | Power (minor) line | Distribution circuits buried crossings | Floods | Depth (m)
5.6 | F6.1 | Power (minor) line | Distribution circuits buried crossings | Floods | Depth (m)
5.65 | F6.1 | Power (minor) line | Distribution circuits buried crossings | Floods | Depth (m)
5.7 | F6.1 | Power (minor) line | Distribution circuits buried crossings | Floods | Depth (m)
5.75 | F6.1 | Power (minor) line | Distribution circuits buried crossings | Floods | Depth (m)
5.8 | F6.1 | Power (minor) line | Distribution circuits buried crossings | Floods | Depth (m)
5.85 | F6.1 | Power (minor) line | Distribution circuits buried crossings | Floods | Depth (m)
5.9 | F6.1 | Power (minor) line | Distribution circuits buried crossings | Floods | Depth (m)
5.95 | F6.1 | Power (minor) line | Distribution circuits buried crossings | Floods | Depth (m)
6 | F6.1 | Power (minor) line | Distribution circuits buried crossings | Floods | Depth (m)
6.05 | F6.1 | Power (minor) line | Distribution circuits buried crossings | Floods | Depth (m)
6.1 | F6.1 | Power (minor) line | Distribution circuits buried crossings | Floods | Depth (m)
6.15 | F6.1 | Power (minor) line | Distribution circuits buried crossings | Floods | Depth (m)
6.2 | F6.1 | Power (minor) line | Distribution circuits buried crossings | Floods | Depth (m)
6.25 | F6.1 | Power (minor) line | Distribution circuits buried crossings | Floods | Depth (m)
6.3 | F6.1 | Power (minor) line | Distribution circuits buried crossings | Floods | Depth (m)
6.35 | F6.1 | Power (minor) line | Distribution circuits buried crossings | Floods | Depth (m)
6.4 | F6.1 | Power (minor) line | Distribution circuits buried crossings | Floods | Depth (m)
6.45 | F6.1 | Power (minor) line | Distribution circuits buried crossings | Floods | Depth (m)
6.5 | F6.1 | Power (minor) line | Distribution circuits buried crossings | Floods | Depth (m)
0 | F6.2 | Cable | Distribution circuits elevated crossings | Floods | Depth (m) | 0
0.05 | F6.2 | Cable | Distribution circuits elevated crossings | Floods | Depth (m) | 0
0.1 | F6.2 | Cable | Distribution circuits elevated crossings | Floods | Depth (m) | 0
0.15 | F6.2 | Cable | Distribution circuits elevated crossings | Floods | Depth (m) | 0
0.2 | F6.2 | Cable | Distribution circuits elevated crossings | Floods | Depth (m) | 0
0.25 | F6.2 | Cable | Distribution circuits elevated crossings | Floods | Depth (m) | 0
0.3 | F6.2 | Cable | Distribution circuits elevated crossings | Floods | Depth (m) | 0
0.35 | F6.2 | Cable | Distribution circuits elevated crossings | Floods | Depth (m) | 0
0.4 | F6.2 | Cable | Distribution circuits elevated crossings | Floods | Depth (m) | 0
0.45 | F6.2 | Cable | Distribution circuits elevated crossings | Floods | Depth (m) | 0
0.5 | F6.2 | Cable | Distribution circuits elevated crossings | Floods | Depth (m) | 0
0.55 | F6.2 | Cable | Distribution circuits elevated crossings | Floods | Depth (m) | 0
0.6 | F6.2 | Cable | Distribution circuits elevated crossings | Floods | Depth (m) | 0
0.65 | F6.2 | Cable | Distribution circuits elevated crossings | Floods | Depth (m) | 0.0013255
0.7 | F6.2 | Cable | Distribution circuits elevated crossings | Floods | Depth (m) | 0.0029659
0.75 | F6.2 | Cable | Distribution circuits elevated crossings | Floods | Depth (m) | 0.0046063
0.8 | F6.2 | Cable | Distribution circuits elevated crossings | Floods | Depth (m) | 0.0062467
0.85 | F6.2 | Cable | Distribution circuits elevated crossings | Floods | Depth (m) | 0.0078871
0.9 | F6.2 | Cable | Distribution circuits elevated crossings | Floods | Depth (m) | 0.0095276
0.95 | F6.2 | Cable | Distribution circuits elevated crossings | Floods | Depth (m) | 0.01
1 | F6.2 | Cable | Distribution circuits elevated crossings | Floods | Depth (m) | 0.01
1.05 | F6.2 | Cable | Distribution circuits elevated crossings | Floods | Depth (m) | 0.01
1.1 | F6.2 | Cable | Distribution circuits elevated crossings | Floods | Depth (m) | 0.01
1.15 | F6.2 | Cable | Distribution circuits elevated crossings | Floods | Depth (m) | 0.01
1.2 | F6.2 | Cable | Distribution circuits elevated crossings | Floods | Depth (m) | 0.01
1.25 | F6.2 | Cable | Distribution circuits elevated crossings | Floods | Depth (m) | 0.01
1.3 | F6.2 | Cable | Distribution circuits elevated crossings | Floods | Depth (m) | 0.01
1.35 | F6.2 | Cable | Distribution circuits elevated crossings | Floods | Depth (m) | 0.01
1.4 | F6.2 | Cable | Distribution circuits elevated crossings | Floods | Depth (m) | 0.01
1.45 | F6.2 | Cable | Distribution circuits elevated crossings | Floods | Depth (m) | 0.01
1.5 | F6.2 | Cable | Distribution circuits elevated crossings | Floods | Depth (m) | 0.01
1.55 | F6.2 | Cable | Distribution circuits elevated crossings | Floods | Depth (m) | 0.01
1.6 | F6.2 | Cable | Distribution circuits elevated crossings | Floods | Depth (m) | 0.01
1.65 | F6.2 | Cable | Distribution circuits elevated crossings | Floods | Depth (m) | 0.01
1.7 | F6.2 | Cable | Distribution circuits elevated crossings | Floods | Depth (m) | 0.01
1.75 | F6.2 | Cable | Distribution circuits elevated crossings | Floods | Depth (m) | 0.01
1.8 | F6.2 | Cable | Distribution circuits elevated crossings | Floods | Depth (m) | 0.01
1.85 | F6.2 | Cable | Distribution circuits elevated crossings | Floods | Depth (m) | 0.010696
1.9 | F6.2 | Cable | Distribution circuits elevated crossings | Floods | Depth (m) | 0.012336
1.95 | F6.2 | Cable | Distribution circuits elevated crossings | Floods | Depth (m) | 0.013976
2 | F6.2 | Cable | Distribution circuits elevated crossings | Floods | Depth (m) | 0.015617
2.05 | F6.2 | Cable | Distribution circuits elevated crossings | Floods | Depth (m) | 0.017257
2.1 | F6.2 | Cable | Distribution circuits elevated crossings | Floods | Depth (m) | 0.018898
2.15 | F6.2 | Cable | Distribution circuits elevated crossings | Floods | Depth (m) | 0.02
2.2 | F6.2 | Cable | Distribution circuits elevated crossings | Floods | Depth (m) | 0.02
2.25 | F6.2 | Cable | Distribution circuits elevated crossings | Floods | Depth (m) | 0.02
2.3 | F6.2 | Cable | Distribution circuits elevated crossings | Floods | Depth (m) | 0.02
2.35 | F6.2 | Cable | Distribution circuits elevated crossings | Floods | Depth (m) | 0.02
2.4 | F6.2 | Cable | Distribution circuits elevated crossings | Floods | Depth (m) | 0.02
2.45 | F6.2 | Cable | Distribution circuits elevated crossings | Floods | Depth (m) | 0.02
2.5 | F6.2 | Cable | Distribution circuits elevated crossings | Floods | Depth (m) | 0.02
2.55 | F6.2 | Cable | Distribution circuits elevated crossings | Floods | Depth (m) | 0.02
2.6 | F6.2 | Cable | Distribution circuits elevated crossings | Floods | Depth (m) | 0.02
2.65 | F6.2 | Cable | Distribution circuits elevated crossings | Floods | Depth (m) | 0.02
2.7 | F6.2 | Cable | Distribution circuits elevated crossings | Floods | Depth (m) | 0.02
2.75 | F6.2 | Cable | Distribution circuits elevated crossings | Floods | Depth (m) | 0.02
2.8 | F6.2 | Cable | Distribution circuits elevated crossings | Floods | Depth (m) | 0.02
2.85 | F6.2 | Cable | Distribution circuits elevated crossings | Floods | Depth (m) | 0.02
2.9 | F6.2 | Cable | Distribution circuits elevated crossings | Floods | Depth (m) | 0.02
2.95 | F6.2 | Cable | Distribution circuits elevated crossings | Floods | Depth (m) | 0.02
3 | F6.2 | Cable | Distribution circuits elevated crossings | Floods | Depth (m) | 0.02
3.05 | F6.2 | Cable | Distribution circuits elevated crossings | Floods | Depth (m) | 0.02
3.1 | F6.2 | Cable | Distribution circuits elevated crossings | Floods | Depth (m)
3.15 | F6.2 | Cable | Distribution circuits elevated crossings | Floods | Depth (m)
3.2 | F6.2 | Cable | Distribution circuits elevated crossings | Floods | Depth (m)
3.25 | F6.2 | Cable | Distribution circuits elevated crossings | Floods | Depth (m)
3.3 | F6.2 | Cable | Distribution circuits elevated crossings | Floods | Depth (m)
3.35 | F6.2 | Cable | Distribution circuits elevated crossings | Floods | Depth (m)
3.4 | F6.2 | Cable | Distribution circuits elevated crossings | Floods | Depth (m)
3.45 | F6.2 | Cable | Distribution circuits elevated crossings | Floods | Depth (m)
3.5 | F6.2 | Cable | Distribution circuits elevated crossings | Floods | Depth (m)
3.55 | F6.2 | Cable | Distribution circuits elevated crossings | Floods | Depth (m)
3.6 | F6.2 | Cable | Distribution circuits elevated crossings | Floods | Depth (m)
3.65 | F6.2 | Cable | Distribution circuits elevated crossings | Floods | Depth (m)
3.7 | F6.2 | Cable | Distribution circuits elevated crossings | Floods | Depth (m)
3.75 | F6.2 | Cable | Distribution circuits elevated crossings | Floods | Depth (m)
3.8 | F6.2 | Cable | Distribution circuits elevated crossings | Floods | Depth (m)
3.85 | F6.2 | Cable | Distribution circuits elevated crossings | Floods | Depth (m)
3.9 | F6.2 | Cable | Distribution circuits elevated crossings | Floods | Depth (m)
3.95 | F6.2 | Cable | Distribution circuits elevated crossings | Floods | Depth (m)
4 | F6.2 | Cable | Distribution circuits elevated crossings | Floods | Depth (m)
4.05 | F6.2 | Cable | Distribution circuits elevated crossings | Floods | Depth (m)
4.1 | F6.2 | Cable | Distribution circuits elevated crossings | Floods | Depth (m)
4.15 | F6.2 | Cable | Distribution circuits elevated crossings | Floods | Depth (m)
4.2 | F6.2 | Cable | Distribution circuits elevated crossings | Floods | Depth (m)
4.25 | F6.2 | Cable | Distribution circuits elevated crossings | Floods | Depth (m)
4.3 | F6.2 | Cable | Distribution circuits elevated crossings | Floods | Depth (m)
4.35 | F6.2 | Cable | Distribution circuits elevated crossings | Floods | Depth (m)
4.4 | F6.2 | Cable | Distribution circuits elevated crossings | Floods | Depth (m)
4.45 | F6.2 | Cable | Distribution circuits elevated crossings | Floods | Depth (m)
4.5 | F6.2 | Cable | Distribution circuits elevated crossings | Floods | Depth (m)
4.55 | F6.2 | Cable | Distribution circuits elevated crossings | Floods | Depth (m)
4.6 | F6.2 | Cable | Distribution circuits elevated crossings | Floods | Depth (m)
4.65 | F6.2 | Cable | Distribution circuits elevated crossings | Floods | Depth (m)
4.7 | F6.2 | Cable | Distribution circuits elevated crossings | Floods | Depth (m)
4.75 | F6.2 | Cable | Distribution circuits elevated crossings | Floods | Depth (m)
4.8 | F6.2 | Cable | Distribution circuits elevated crossings | Floods | Depth (m)
4.85 | F6.2 | Cable | Distribution circuits elevated crossings | Floods | Depth (m)
4.9 | F6.2 | Cable | Distribution circuits elevated crossings | Floods | Depth (m)
4.95 | F6.2 | Cable | Distribution circuits elevated crossings | Floods | Depth (m)
5 | F6.2 | Cable | Distribution circuits elevated crossings | Floods | Depth (m)
5.05 | F6.2 | Cable | Distribution circuits elevated crossings | Floods | Depth (m)
5.1 | F6.2 | Cable | Distribution circuits elevated crossings | Floods | Depth (m)
5.15 | F6.2 | Cable | Distribution circuits elevated crossings | Floods | Depth (m)
5.2 | F6.2 | Cable | Distribution circuits elevated crossings | Floods | Depth (m)
5.25 | F6.2 | Cable | Distribution circuits elevated crossings | Floods | Depth (m)
5.3 | F6.2 | Cable | Distribution circuits elevated crossings | Floods | Depth (m)
5.35 | F6.2 | Cable | Distribution circuits elevated crossings | Floods | Depth (m)
5.4 | F6.2 | Cable | Distribution circuits elevated crossings | Floods | Depth (m)
5.45 | F6.2 | Cable | Distribution circuits elevated crossings | Floods | Depth (m)
5.5 | F6.2 | Cable | Distribution circuits elevated crossings | Floods | Depth (m)
5.55 | F6.2 | Cable | Distribution circuits elevated crossings | Floods | Depth (m)
5.6 | F6.2 | Cable | Distribution circuits elevated crossings | Floods | Depth (m)
5.65 | F6.2 | Cable | Distribution circuits elevated crossings | Floods | Depth (m)
5.7 | F6.2 | Cable | Distribution circuits elevated crossings | Floods | Depth (m)
5.75 | F6.2 | Cable | Distribution circuits elevated crossings | Floods | Depth (m)
5.8 | F6.2 | Cable | Distribution circuits elevated crossings | Floods | Depth (m)
5.85 | F6.2 | Cable | Distribution circuits elevated crossings | Floods | Depth (m)
5.9 | F6.2 | Cable | Distribution circuits elevated crossings | Floods | Depth (m)
5.95 | F6.2 | Cable | Distribution circuits elevated crossings | Floods | Depth (m)
6 | F6.2 | Cable | Distribution circuits elevated crossings | Floods | Depth (m)
6.05 | F6.2 | Cable | Distribution circuits elevated crossings | Floods | Depth (m)
6.1 | F6.2 | Cable | Distribution circuits elevated crossings | Floods | Depth (m)
6.15 | F6.2 | Cable | Distribution circuits elevated crossings | Floods | Depth (m)
6.2 | F6.2 | Cable | Distribution circuits elevated crossings | Floods | Depth (m)
6.25 | F6.2 | Cable | Distribution circuits elevated crossings | Floods | Depth (m)
6.3 | F6.2 | Cable | Distribution circuits elevated crossings | Floods | Depth (m)
6.35 | F6.2 | Cable | Distribution circuits elevated crossings | Floods | Depth (m)
6.4 | F6.2 | Cable | Distribution circuits elevated crossings | Floods | Depth (m)
6.45 | F6.2 | Cable | Distribution circuits elevated crossings | Floods | Depth (m)
6.5 | F6.2 | Cable | Distribution circuits elevated crossings | Floods | Depth (m)
0 | F6.3 | Energy system | Generalized curve for energy assets in diked areas | Floods | Depth (m) | 0
0.05 | F6.3 | Energy system | Generalized curve for energy assets in diked areas | Floods | Depth (m) | 0.04
0.1 | F6.3 | Energy system | Generalized curve for energy assets in diked areas | Floods | Depth (m) | 0.08
0.15 | F6.3 | Energy system | Generalized curve for energy assets in diked areas | Floods | Depth (m) | 0.12
0.2 | F6.3 | Energy system | Generalized curve for energy assets in diked areas | Floods | Depth (m) | 0.16
0.25 | F6.3 | Energy system | Generalized curve for energy assets in diked areas | Floods | Depth (m) | 0.2
0.3 | F6.3 | Energy system | Generalized curve for energy assets in diked areas | Floods | Depth (m) | 0.24
0.35 | F6.3 | Energy system | Generalized curve for energy assets in diked areas | Floods | Depth (m) | 0.269
0.4 | F6.3 | Energy system | Generalized curve for energy assets in diked areas | Floods | Depth (m) | 0.286
0.45 | F6.3 | Energy system | Generalized curve for energy assets in diked areas | Floods | Depth (m) | 0.303
0.5 | F6.3 | Energy system | Generalized curve for energy assets in diked areas | Floods | Depth (m) | 0.32
0.55 | F6.3 | Energy system | Generalized curve for energy assets in diked areas | Floods | Depth (m) | 0.337
0.6 | F6.3 | Energy system | Generalized curve for energy assets in diked areas | Floods | Depth (m) | 0.354
0.65 | F6.3 | Energy system | Generalized curve for energy assets in diked areas | Floods | Depth (m) | 0.371
0.7 | F6.3 | Energy system | Generalized curve for energy assets in diked areas | Floods | Depth (m) | 0.388
0.75 | F6.3 | Energy system | Generalized curve for energy assets in diked areas | Floods | Depth (m) | 0.405
0.8 | F6.3 | Energy system | Generalized curve for energy assets in diked areas | Floods | Depth (m) | 0.422
0.85 | F6.3 | Energy system | Generalized curve for energy assets in diked areas | Floods | Depth (m) | 0.439
0.9 | F6.3 | Energy system | Generalized curve for energy assets in diked areas | Floods | Depth (m) | 0.456
0.95 | F6.3 | Energy system | Generalized curve for energy assets in diked areas | Floods | Depth (m) | 0.473
1 | F6.3 | Energy system | Generalized curve for energy assets in diked areas | Floods | Depth (m) | 0.49
1.05 | F6.3 | Energy system | Generalized curve for energy assets in diked areas | Floods | Depth (m) | 0.507
1.1 | F6.3 | Energy system | Generalized curve for energy assets in diked areas | Floods | Depth (m) | 0.524
1.15 | F6.3 | Energy system | Generalized curve for energy assets in diked areas | Floods | Depth (m) | 0.541
1.2 | F6.3 | Energy system | Generalized curve for energy assets in diked areas | Floods | Depth (m) | 0.558
1.25 | F6.3 | Energy system | Generalized curve for energy assets in diked areas | Floods | Depth (m) | 0.575
1.3 | F6.3 | Energy system | Generalized curve for energy assets in diked areas | Floods | Depth (m) | 0.592
1.35 | F6.3 | Energy system | Generalized curve for energy assets in diked areas | Floods | Depth (m) | 0.609
1.4 | F6.3 | Energy system | Generalized curve for energy assets in diked areas | Floods | Depth (m) | 0.626
1.45 | F6.3 | Energy system | Generalized curve for energy assets in diked areas | Floods | Depth (m) | 0.643
1.5 | F6.3 | Energy system | Generalized curve for energy assets in diked areas | Floods | Depth (m) | 0.66
1.55 | F6.3 | Energy system | Generalized curve for energy assets in diked areas | Floods | Depth (m) | 0.677
1.6 | F6.3 | Energy system | Generalized curve for energy assets in diked areas | Floods | Depth (m) | 0.694
1.65 | F6.3 | Energy system | Generalized curve for energy assets in diked areas | Floods | Depth (m) | 0.711
1.7 | F6.3 | Energy system | Generalized curve for energy assets in diked areas | Floods | Depth (m) | 0.728
1.75 | F6.3 | Energy system | Generalized curve for energy assets in diked areas | Floods | Depth (m) | 0.745
1.8 | F6.3 | Energy system | Generalized curve for energy assets in diked areas | Floods | Depth (m) | 0.762
1.85 | F6.3 | Energy system | Generalized curve for energy assets in diked areas | Floods | Depth (m) | 0.779
1.9 | F6.3 | Energy system | Generalized curve for energy assets in diked areas | Floods | Depth (m) | 0.796
1.95 | F6.3 | Energy system | Generalized curve for energy assets in diked areas | Floods | Depth (m) | 0.813
2 | F6.3 | Energy system | Generalized curve for energy assets in diked areas | Floods | Depth (m) | 0.83
2.05 | F6.3 | Energy system | Generalized curve for energy assets in diked areas | Floods | Depth (m) | 0.847
2.1 | F6.3 | Energy system | Generalized curve for energy assets in diked areas | Floods | Depth (m) | 0.864
2.15 | F6.3 | Energy system | Generalized curve for energy assets in diked areas | Floods | Depth (m) | 0.881
2.2 | F6.3 | Energy system | Generalized curve for energy assets in diked areas | Floods | Depth (m) | 0.898
2.25 | F6.3 | Energy system | Generalized curve for energy assets in diked areas | Floods | Depth (m) | 0.915
2.3 | F6.3 | Energy system | Generalized curve for energy assets in diked areas | Floods | Depth (m) | 0.932
2.35 | F6.3 | Energy system | Generalized curve for energy assets in diked areas | Floods | Depth (m) | 0.949
2.4 | F6.3 | Energy system | Generalized curve for energy assets in diked areas | Floods | Depth (m) | 0.966
2.45 | F6.3 | Energy system | Generalized curve for energy assets in diked areas | Floods | Depth (m) | 0.983
2.5 | F6.3 | Energy system | Generalized curve for energy assets in diked areas | Floods | Depth (m) | 1
2.55 | F6.3 | Energy system | Generalized curve for energy assets in diked areas | Floods | Depth (m) | 1
2.6 | F6.3 | Energy system | Generalized curve for energy assets in diked areas | Floods | Depth (m) | 1
2.65 | F6.3 | Energy system | Generalized curve for energy assets in diked areas | Floods | Depth (m) | 1
2.7 | F6.3 | Energy system | Generalized curve for energy assets in diked areas | Floods | Depth (m) | 1
2.75 | F6.3 | Energy system | Generalized curve for energy assets in diked areas | Floods | Depth (m) | 1
2.8 | F6.3 | Energy system | Generalized curve for energy assets in diked areas | Floods | Depth (m) | 1
2.85 | F6.3 | Energy system | Generalized curve for energy assets in diked areas | Floods | Depth (m) | 1
2.9 | F6.3 | Energy system | Generalized curve for energy assets in diked areas | Floods | Depth (m) | 1
2.95 | F6.3 | Energy system | Generalized curve for energy assets in diked areas | Floods | Depth (m) | 1
3 | F6.3 | Energy system | Generalized curve for energy assets in diked areas | Floods | Depth (m) | 1
3.05 | F6.3 | Energy system | Generalized curve for energy assets in diked areas | Floods | Depth (m) | 1
3.1 | F6.3 | Energy system | Generalized curve for energy assets in diked areas | Floods | Depth (m) | 1
3.15 | F6.3 | Energy system | Generalized curve for energy assets in diked areas | Floods | Depth (m) | 1
3.2 | F6.3 | Energy system | Generalized curve for energy assets in diked areas | Floods | Depth (m) | 1
3.25 | F6.3 | Energy system | Generalized curve for energy assets in diked areas | Floods | Depth (m) | 1
3.3 | F6.3 | Energy system | Generalized curve for energy assets in diked areas | Floods | Depth (m) | 1
3.35 | F6.3 | Energy system | Generalized curve for energy assets in diked areas | Floods | Depth (m) | 1
3.4 | F6.3 | Energy system | Generalized curve for energy assets in diked areas | Floods | Depth (m) | 1
3.45 | F6.3 | Energy system | Generalized curve for energy assets in diked areas | Floods | Depth (m) | 1
3.5 | F6.3 | Energy system | Generalized curve for energy assets in diked areas | Floods | Depth (m) | 1
3.55 | F6.3 | Energy system | Generalized curve for energy assets in diked areas | Floods | Depth (m) | 1
3.6 | F6.3 | Energy system | Generalized curve for energy assets in diked areas | Floods | Depth (m) | 1
3.65 | F6.3 | Energy system | Generalized curve for energy assets in diked areas | Floods | Depth (m) | 1
3.7 | F6.3 | Energy system | Generalized curve for energy assets in diked areas | Floods | Depth (m) | 1
3.75 | F6.3 | Energy system | Generalized curve for energy assets in diked areas | Floods | Depth (m) | 1
3.8 | F6.3 | Energy system | Generalized curve for energy assets in diked areas | Floods | Depth (m) | 1
3.85 | F6.3 | Energy system | Generalized curve for energy assets in diked areas | Floods | Depth (m) | 1
3.9 | F6.3 | Energy system | Generalized curve for energy assets in diked areas | Floods | Depth (m) | 1
3.95 | F6.3 | Energy system | Generalized curve for energy assets in diked areas | Floods | Depth (m) | 1
4 | F6.3 | Energy system | Generalized curve for energy assets in diked areas | Floods | Depth (m) | 1
4.05 | F6.3 | Energy system | Generalized curve for energy assets in diked areas | Floods | Depth (m) | 1
4.1 | F6.3 | Energy system | Generalized curve for energy assets in diked areas | Floods | Depth (m) | 1
4.15 | F6.3 | Energy system | Generalized curve for energy assets in diked areas | Floods | Depth (m) | 1
4.2 | F6.3 | Energy system | Generalized curve for energy assets in diked areas | Floods | Depth (m) | 1
4.25 | F6.3 | Energy system | Generalized curve for energy assets in diked areas | Floods | Depth (m) | 1
4.3 | F6.3 | Energy system | Generalized curve for energy assets in diked areas | Floods | Depth (m) | 1
4.35 | F6.3 | Energy system | Generalized curve for energy assets in diked areas | Floods | Depth (m) | 1
4.4 | F6.3 | Energy system | Generalized curve for energy assets in diked areas | Floods | Depth (m) | 1
4.45 | F6.3 | Energy system | Generalized curve for energy assets in diked areas | Floods | Depth (m) | 1
4.5 | F6.3 | Energy system | Generalized curve for energy assets in diked areas | Floods | Depth (m) | 1
4.55 | F6.3 | Energy system | Generalized curve for energy assets in diked areas | Floods | Depth (m) | 1
4.6 | F6.3 | Energy system | Generalized curve for energy assets in diked areas | Floods | Depth (m) | 1
4.65 | F6.3 | Energy system | Generalized curve for energy assets in diked areas | Floods | Depth (m) | 1
4.7 | F6.3 | Energy system | Generalized curve for energy assets in diked areas | Floods | Depth (m) | 1
4.75 | F6.3 | Energy system | Generalized curve for energy assets in diked areas | Floods | Depth (m) | 1
4.8 | F6.3 | Energy system | Generalized curve for energy assets in diked areas | Floods | Depth (m) | 1
4.85 | F6.3 | Energy system | Generalized curve for energy assets in diked areas | Floods | Depth (m) | 1
4.9 | F6.3 | Energy system | Generalized curve for energy assets in diked areas | Floods | Depth (m) | 1
4.95 | F6.3 | Energy system | Generalized curve for energy assets in diked areas | Floods | Depth (m) | 1
5 | F6.3 | Energy system | Generalized curve for energy assets in diked areas | Floods | Depth (m) | 1
5.05 | F6.3 | Energy system | Generalized curve for energy assets in diked areas | Floods | Depth (m) | 1
5.1 | F6.3 | Energy system | Generalized curve for energy assets in diked areas | Floods | Depth (m) | 1
5.15 | F6.3 | Energy system | Generalized curve for energy assets in diked areas | Floods | Depth (m) | 1
5.2 | F6.3 | Energy system | Generalized curve for energy assets in diked areas | Floods | Depth (m) | 1
5.25 | F6.3 | Energy system | Generalized curve for energy assets in diked areas | Floods | Depth (m) | 1
5.3 | F6.3 | Energy system | Generalized curve for energy assets in diked areas | Floods | Depth (m) | 1
5.35 | F6.3 | Energy system | Generalized curve for energy assets in diked areas | Floods | Depth (m) | 1
5.4 | F6.3 | Energy system | Generalized curve for energy assets in diked areas | Floods | Depth (m) | 1
5.45 | F6.3 | Energy system | Generalized curve for energy assets in diked areas | Floods | Depth (m) | 1
5.5 | F6.3 | Energy system | Generalized curve for energy assets in diked areas | Floods | Depth (m) | 1
5.55 | F6.3 | Energy system | Generalized curve for energy assets in diked areas | Floods | Depth (m) | 1
5.6 | F6.3 | Energy system | Generalized curve for energy assets in diked areas | Floods | Depth (m) | 1
5.65 | F6.3 | Energy system | Generalized curve for energy assets in diked areas | Floods | Depth (m) | 1
5.7 | F6.3 | Energy system | Generalized curve for energy assets in diked areas | Floods | Depth (m) | 1
5.75 | F6.3 | Energy system | Generalized curve for energy assets in diked areas | Floods | Depth (m) | 1
5.8 | F6.3 | Energy system | Generalized curve for energy assets in diked areas | Floods | Depth (m) | 1
5.85 | F6.3 | Energy system | Generalized curve for energy assets in diked areas | Floods | Depth (m) | 1
5.9 | F6.3 | Energy system | Generalized curve for energy assets in diked areas | Floods | Depth (m) | 1
5.95 | F6.3 | Energy system | Generalized curve for energy assets in diked areas | Floods | Depth (m) | 1
6 | F6.3 | Energy system | Generalized curve for energy assets in diked areas | Floods | Depth (m) | 1
6.05 | F6.3 | Energy system | Generalized curve for energy assets in diked areas | Floods | Depth (m)
6.1 | F6.3 | Energy system | Generalized curve for energy assets in diked areas | Floods | Depth (m)
6.15 | F6.3 | Energy system | Generalized curve for energy assets in diked areas | Floods | Depth (m)
6.2 | F6.3 | Energy system | Generalized curve for energy assets in diked areas | Floods | Depth (m)
6.25 | F6.3 | Energy system | Generalized curve for energy assets in diked areas | Floods | Depth (m)
6.3 | F6.3 | Energy system | Generalized curve for energy assets in diked areas | Floods | Depth (m)
6.35 | F6.3 | Energy system | Generalized curve for energy assets in diked areas | Floods | Depth (m)
6.4 | F6.3 | Energy system | Generalized curve for energy assets in diked areas | Floods | Depth (m)
6.45 | F6.3 | Energy system | Generalized curve for energy assets in diked areas | Floods | Depth (m)
6.5 | F6.3 | Energy system | Generalized curve for energy assets in diked areas | Floods | Depth (m)
0 | F7.1 | Roads | N/A | Floods | Depth (m) | 0
0.05 | F7.1 | Roads | N/A | Floods | Depth (m) | 0.025
0.1 | F7.1 | Roads | N/A | Floods | Depth (m) | 0.05
0.15 | F7.1 | Roads | N/A | Floods | Depth (m) | 0.075
0.2 | F7.1 | Roads | N/A | Floods | Depth (m) | 0.1
0.25 | F7.1 | Roads | N/A | Floods | Depth (m) | 0.125
0.3 | F7.1 | Roads | N/A | Floods | Depth (m) | 0.15
0.35 | F7.1 | Roads | N/A | Floods | Depth (m) | 0.175
0.4 | F7.1 | Roads | N/A | Floods | Depth (m) | 0.2
0.45 | F7.1 | Roads | N/A | Floods | Depth (m) | 0.225
0.5 | F7.1 | Roads | N/A | Floods | Depth (m) | 0.25
0.55 | F7.1 | Roads | N/A | Floods | Depth (m) | 0.267
0.6 | F7.1 | Roads | N/A | Floods | Depth (m) | 0.284
0.65 | F7.1 | Roads | N/A | Floods | Depth (m) | 0.301
0.7 | F7.1 | Roads | N/A | Floods | Depth (m) | 0.318
0.75 | F7.1 | Roads | N/A | Floods | Depth (m) | 0.335
0.8 | F7.1 | Roads | N/A | Floods | Depth (m) | 0.352
0.85 | F7.1 | Roads | N/A | Floods | Depth (m) | 0.369
0.9 | F7.1 | Roads | N/A | Floods | Depth (m) | 0.386
0.95 | F7.1 | Roads | N/A | Floods | Depth (m) | 0.403
1 | F7.1 | Roads | N/A | Floods | Depth (m) | 0.42
1.05 | F7.1 | Roads | N/A | Floods | Depth (m) | 0.433
1.1 | F7.1 | Roads | N/A | Floods | Depth (m) | 0.446
1.15 | F7.1 | Roads | N/A | Floods | Depth (m) | 0.459
1.2 | F7.1 | Roads | N/A | Floods | Depth (m) | 0.472
1.25 | F7.1 | Roads | N/A | Floods | Depth (m) | 0.485
1.3 | F7.1 | Roads | N/A | Floods | Depth (m) | 0.498
1.35 | F7.1 | Roads | N/A | Floods | Depth (m) | 0.511
1.4 | F7.1 | Roads | N/A | Floods | Depth (m) | 0.524
1.45 | F7.1 | Roads | N/A | Floods | Depth (m) | 0.537
1.5 | F7.1 | Roads | N/A | Floods | Depth (m) | 0.55
1.55 | F7.1 | Roads | N/A | Floods | Depth (m) | 0.56
1.6 | F7.1 | Roads | N/A | Floods | Depth (m) | 0.57
1.65 | F7.1 | Roads | N/A | Floods | Depth (m) | 0.58
1.7 | F7.1 | Roads | N/A | Floods | Depth (m) | 0.59
1.75 | F7.1 | Roads | N/A | Floods | Depth (m) | 0.6
1.8 | F7.1 | Roads | N/A | Floods | Depth (m) | 0.61
1.85 | F7.1 | Roads | N/A | Floods | Depth (m) | 0.62
1.9 | F7.1 | Roads | N/A | Floods | Depth (m) | 0.63
1.95 | F7.1 | Roads | N/A | Floods | Depth (m) | 0.64
2 | F7.1 | Roads | N/A | Floods | Depth (m) | 0.65
2.05 | F7.1 | Roads | N/A | Floods | Depth (m) | 0.6575
2.1 | F7.1 | Roads | N/A | Floods | Depth (m) | 0.665
2.15 | F7.1 | Roads | N/A | Floods | Depth (m) | 0.6725
2.2 | F7.1 | Roads | N/A | Floods | Depth (m) | 0.68
2.25 | F7.1 | Roads | N/A | Floods | Depth (m) | 0.6875
2.3 | F7.1 | Roads | N/A | Floods | Depth (m) | 0.695
2.35 | F7.1 | Roads | N/A | Floods | Depth (m) | 0.7025
2.4 | F7.1 | Roads | N/A | Floods | Depth (m) | 0.71
2.45 | F7.1 | Roads | N/A | Floods | Depth (m) | 0.7175
2.5 | F7.1 | Roads | N/A | Floods | Depth (m) | 0.725
2.55 | F7.1 | Roads | N/A | Floods | Depth (m) | 0.7325
2.6 | F7.1 | Roads | N/A | Floods | Depth (m) | 0.74
2.65 | F7.1 | Roads | N/A | Floods | Depth (m) | 0.7475
2.7 | F7.1 | Roads | N/A | Floods | Depth (m) | 0.755
2.75 | F7.1 | Roads | N/A | Floods | Depth (m) | 0.7625
2.8 | F7.1 | Roads | N/A | Floods | Depth (m) | 0.77
2.85 | F7.1 | Roads | N/A | Floods | Depth (m) | 0.7775
2.9 | F7.1 | Roads | N/A | Floods | Depth (m) | 0.785
2.95 | F7.1 | Roads | N/A | Floods | Depth (m) | 0.7925
3 | F7.1 | Roads | N/A | Floods | Depth (m) | 0.8
3.05 | F7.1 | Roads | N/A | Floods | Depth (m) | 0.805
3.1 | F7.1 | Roads | N/A | Floods | Depth (m) | 0.81
3.15 | F7.1 | Roads | N/A | Floods | Depth (m) | 0.815
3.2 | F7.1 | Roads | N/A | Floods | Depth (m) | 0.82
3.25 | F7.1 | Roads | N/A | Floods | Depth (m) | 0.825
3.3 | F7.1 | Roads | N/A | Floods | Depth (m) | 0.83
3.35 | F7.1 | Roads | N/A | Floods | Depth (m) | 0.835
3.4 | F7.1 | Roads | N/A | Floods | Depth (m) | 0.84
3.45 | F7.1 | Roads | N/A | Floods | Depth (m) | 0.845
3.5 | F7.1 | Roads | N/A | Floods | Depth (m) | 0.85
3.55 | F7.1 | Roads | N/A | Floods | Depth (m) | 0.855
3.6 | F7.1 | Roads | N/A | Floods | Depth (m) | 0.86
3.65 | F7.1 | Roads | N/A | Floods | Depth (m) | 0.865
3.7 | F7.1 | Roads | N/A | Floods | Depth (m) | 0.87
3.75 | F7.1 | Roads | N/A | Floods | Depth (m) | 0.875
3.8 | F7.1 | Roads | N/A | Floods | Depth (m) | 0.88
3.85 | F7.1 | Roads | N/A | Floods | Depth (m) | 0.885
3.9 | F7.1 | Roads | N/A | Floods | Depth (m) | 0.89
3.95 | F7.1 | Roads | N/A | Floods | Depth (m) | 0.895
4 | F7.1 | Roads | N/A | Floods | Depth (m) | 0.9
4.05 | F7.1 | Roads | N/A | Floods | Depth (m) | 0.905
4.1 | F7.1 | Roads | N/A | Floods | Depth (m) | 0.91
4.15 | F7.1 | Roads | N/A | Floods | Depth (m) | 0.915
4.2 | F7.1 | Roads | N/A | Floods | Depth (m) | 0.92
4.25 | F7.1 | Roads | N/A | Floods | Depth (m) | 0.925
4.3 | F7.1 | Roads | N/A | Floods | Depth (m) | 0.93
4.35 | F7.1 | Roads | N/A | Floods | Depth (m) | 0.935
4.4 | F7.1 | Roads | N/A | Floods | Depth (m) | 0.94
4.45 | F7.1 | Roads | N/A | Floods | Depth (m) | 0.945
4.5 | F7.1 | Roads | N/A | Floods | Depth (m) | 0.95
4.55 | F7.1 | Roads | N/A | Floods | Depth (m) | 0.955
4.6 | F7.1 | Roads | N/A | Floods | Depth (m) | 0.96
4.65 | F7.1 | Roads | N/A | Floods | Depth (m) | 0.965
4.7 | F7.1 | Roads | N/A | Floods | Depth (m) | 0.97
4.75 | F7.1 | Roads | N/A | Floods | Depth (m) | 0.975
4.8 | F7.1 | Roads | N/A | Floods | Depth (m) | 0.98
4.85 | F7.1 | Roads | N/A | Floods | Depth (m) | 0.985
4.9 | F7.1 | Roads | N/A | Floods | Depth (m) | 0.99
4.95 | F7.1 | Roads | N/A | Floods | Depth (m) | 0.995
5 | F7.1 | Roads | N/A | Floods | Depth (m) | 1
5.05 | F7.1 | Roads | N/A | Floods | Depth (m) | 1
5.1 | F7.1 | Roads | N/A | Floods | Depth (m) | 1
5.15 | F7.1 | Roads | N/A | Floods | Depth (m) | 1
5.2 | F7.1 | Roads | N/A | Floods | Depth (m) | 1
5.25 | F7.1 | Roads | N/A | Floods | Depth (m) | 1
5.3 | F7.1 | Roads | N/A | Floods | Depth (m) | 1
5.35 | F7.1 | Roads | N/A | Floods | Depth (m) | 1
5.4 | F7.1 | Roads | N/A | Floods | Depth (m) | 1
5.45 | F7.1 | Roads | N/A | Floods | Depth (m) | 1
5.5 | F7.1 | Roads | N/A | Floods | Depth (m) | 1
5.55 | F7.1 | Roads | N/A | Floods | Depth (m) | 1
5.6 | F7.1 | Roads | N/A | Floods | Depth (m) | 1
5.65 | F7.1 | Roads | N/A | Floods | Depth (m) | 1
5.7 | F7.1 | Roads | N/A | Floods | Depth (m) | 1
5.75 | F7.1 | Roads | N/A | Floods | Depth (m) | 1
5.8 | F7.1 | Roads | N/A | Floods | Depth (m) | 1
5.85 | F7.1 | Roads | N/A | Floods | Depth (m) | 1
5.9 | F7.1 | Roads | N/A | Floods | Depth (m) | 1
5.95 | F7.1 | Roads | N/A | Floods | Depth (m) | 1
6 | F7.1 | Roads | N/A | Floods | Depth (m) | 1
6.05 | F7.1 | Roads | N/A | Floods | Depth (m)
6.1 | F7.1 | Roads | N/A | Floods | Depth (m)
6.15 | F7.1 | Roads | N/A | Floods | Depth (m)
6.2 | F7.1 | Roads | N/A | Floods | Depth (m)
6.25 | F7.1 | Roads | N/A | Floods | Depth (m)
6.3 | F7.1 | Roads | N/A | Floods | Depth (m)
6.35 | F7.1 | Roads | N/A | Floods | Depth (m)
6.4 | F7.1 | Roads | N/A | Floods | Depth (m)
6.45 | F7.1 | Roads | N/A | Floods | Depth (m)
6.5 | F7.1 | Roads | N/A | Floods | Depth (m)
0 | F7.2 | Roads | N/A | Floods | Depth (m) | 0
0.05 | F7.2 | Roads | N/A | Floods | Depth (m) | 0.021444
0.1 | F7.2 | Roads | N/A | Floods | Depth (m) | 0.042887
0.15 | F7.2 | Roads | N/A | Floods | Depth (m) | 0.064331
0.2 | F7.2 | Roads | N/A | Floods | Depth (m) | 0.085775
0.25 | F7.2 | Roads | N/A | Floods | Depth (m) | 0.10722
0.3 | F7.2 | Roads | N/A | Floods | Depth (m) | 0.12866
0.35 | F7.2 | Roads | N/A | Floods | Depth (m) | 0.15011
0.4 | F7.2 | Roads | N/A | Floods | Depth (m) | 0.17155
0.45 | F7.2 | Roads | N/A | Floods | Depth (m) | 0.19299
0.5 | F7.2 | Roads | N/A | Floods | Depth (m) | 0.21444
0.55 | F7.2 | Roads | N/A | Floods | Depth (m) | 0.23027
0.6 | F7.2 | Roads | N/A | Floods | Depth (m) | 0.2461
0.65 | F7.2 | Roads | N/A | Floods | Depth (m) | 0.26193
0.7 | F7.2 | Roads | N/A | Floods | Depth (m) | 0.27776
0.75 | F7.2 | Roads | N/A | Floods | Depth (m) | 0.2936
0.8 | F7.2 | Roads | N/A | Floods | Depth (m) | 0.30943
0.85 | F7.2 | Roads | N/A | Floods | Depth (m) | 0.32526
0.9 | F7.2 | Roads | N/A | Floods | Depth (m) | 0.34109
0.95 | F7.2 | Roads | N/A | Floods | Depth (m) | 0.35692
1 | F7.2 | Roads | N/A | Floods | Depth (m) | 0.37275
1.05 | F7.2 | Roads | N/A | Floods | Depth (m) | 0.39587
1.1 | F7.2 | Roads | N/A | Floods | Depth (m) | 0.41899
1.15 | F7.2 | Roads | N/A | Floods | Depth (m) | 0.44211
1.2 | F7.2 | Roads | N/A | Floods | Depth (m) | 0.46523
1.25 | F7.2 | Roads | N/A | Floods | Depth (m) | 0.48834
1.3 | F7.2 | Roads | N/A | Floods | Depth (m) | 0.51146
1.35 | F7.2 | Roads | N/A | Floods | Depth (m) | 0.53458
1.4 | F7.2 | Roads | N/A | Floods | Depth (m) | 0.5577
1.45 | F7.2 | Roads | N/A | Floods | Depth (m) | 0.58082
1.5 | F7.2 | Roads | N/A | Floods | Depth (m) | 0.60393
1.55 | F7.2 | Roads | N/A | Floods | Depth (m) | 0.61451
1.6 | F7.2 | Roads | N/A | Floods | Depth (m) | 0.62508
1.65 | F7.2 | Roads | N/A | Floods | Depth (m) | 0.63565
1.7 | F7.2 | Roads | N/A | Floods | Depth (m) | 0.64622
1.75 | F7.2 | Roads | N/A | Floods | Depth (m) | 0.6568
1.8 | F7.2 | Roads | N/A | Floods | Depth (m) | 0.66737
1.85 | F7.2 | Roads | N/A | Floods | Depth (m) | 0.67794
1.9 | F7.2 | Roads | N/A | Floods | Depth (m) | 0.68851
1.95 | F7.2 | Roads | N/A | Floods | Depth (m) | 0.69909
2 | F7.2 | Roads | N/A | Floods | Depth (m) | 0.70966
2.05 | F7.2 | Roads | N/A | Floods | Depth (m) | 0.7146
2.1 | F7.2 | Roads | N/A | Floods | Depth (m) | 0.71953
2.15 | F7.2 | Roads | N/A | Floods | Depth (m) | 0.72447
2.2 | F7.2 | Roads | N/A | Floods | Depth (m) | 0.72941
2.25 | F7.2 | Roads | N/A | Floods | Depth (m) | 0.73435
2.3 | F7.2 | Roads | N/A | Floods | Depth (m) | 0.73928
2.35 | F7.2 | Roads | N/A | Floods | Depth (m) | 0.74422
2.4 | F7.2 | Roads | N/A | Floods | Depth (m) | 0.74916
2.45 | F7.2 | Roads | N/A | Floods | Depth (m) | 0.7541
2.5 | F7.2 | Roads | N/A | Floods | Depth (m) | 0.75903
2.55 | F7.2 | Roads | N/A | Floods | Depth (m) | 0.76397
2.6 | F7.2 | Roads | N/A | Floods | Depth (m) | 0.76891
2.65 | F7.2 | Roads | N/A | Floods | Depth (m) | 0.77385
2.7 | F7.2 | Roads | N/A | Floods | Depth (m) | 0.77878
2.75 | F7.2 | Roads | N/A | Floods | Depth (m) | 0.78372
2.8 | F7.2 | Roads | N/A | Floods | Depth (m) | 0.78866
2.85 | F7.2 | Roads | N/A | Floods | Depth (m) | 0.7936
2.9 | F7.2 | Roads | N/A | Floods | Depth (m) | 0.79853
2.95 | F7.2 | Roads | N/A | Floods | Depth (m) | 0.80347
3 | F7.2 | Roads | N/A | Floods | Depth (m) | 0.80841
3.05 | F7.2 | Roads | N/A | Floods | Depth (m) | 0.81235
3.1 | F7.2 | Roads | N/A | Floods | Depth (m) | 0.81628
3.15 | F7.2 | Roads | N/A | Floods | Depth (m) | 0.82022
3.2 | F7.2 | Roads | N/A | Floods | Depth (m) | 0.82416
3.25 | F7.2 | Roads | N/A | Floods | Depth (m) | 0.8281
3.3 | F7.2 | Roads | N/A | Floods | Depth (m) | 0.83203
3.35 | F7.2 | Roads | N/A | Floods | Depth (m) | 0.83597
3.4 | F7.2 | Roads | N/A | Floods | Depth (m) | 0.83991
3.45 | F7.2 | Roads | N/A | Floods | Depth (m) | 0.84385
3.5 | F7.2 | Roads | N/A | Floods | Depth (m) | 0.84778
3.55 | F7.2 | Roads | N/A | Floods | Depth (m) | 0.85172
3.6 | F7.2 | Roads | N/A | Floods | Depth (m) | 0.85566
3.65 | F7.2 | Roads | N/A | Floods | Depth (m) | 0.8596
3.7 | F7.2 | Roads | N/A | Floods | Depth (m) | 0.86353
3.75 | F7.2 | Roads | N/A | Floods | Depth (m) | 0.86747
3.8 | F7.2 | Roads | N/A | Floods | Depth (m) | 0.87141
3.85 | F7.2 | Roads | N/A | Floods | Depth (m) | 0.87535
3.9 | F7.2 | Roads | N/A | Floods | Depth (m) | 0.87928
3.95 | F7.2 | Roads | N/A | Floods | Depth (m) | 0.88322
4 | F7.2 | Roads | N/A | Floods | Depth (m) | 0.88716
4.05 | F7.2 | Roads | N/A | Floods | Depth (m) | 0.89124
4.1 | F7.2 | Roads | N/A | Floods | Depth (m) | 0.89532
4.15 | F7.2 | Roads | N/A | Floods | Depth (m) | 0.8994
4.2 | F7.2 | Roads | N/A | Floods | Depth (m) | 0.90348
4.25 | F7.2 | Roads | N/A | Floods | Depth (m) | 0.90756
4.3 | F7.2 | Roads | N/A | Floods | Depth (m) | 0.91164
4.35 | F7.2 | Roads | N/A | Floods | Depth (m) | 0.91572
4.4 | F7.2 | Roads | N/A | Floods | Depth (m) | 0.9198
4.45 | F7.2 | Roads | N/A | Floods | Depth (m) | 0.92387
4.5 | F7.2 | Roads | N/A | Floods | Depth (m) | 0.92795
4.55 | F7.2 | Roads | N/A | Floods | Depth (m) | 0.93203
4.6 | F7.2 | Roads | N/A | Floods | Depth (m) | 0.93611
4.65 | F7.2 | Roads | N/A | Floods | Depth (m) | 0.94019
4.7 | F7.2 | Roads | N/A | Floods | Depth (m) | 0.94427
4.75 | F7.2 | Roads | N/A | Floods | Depth (m) | 0.94835
4.8 | F7.2 | Roads | N/A | Floods | Depth (m) | 0.95243
4.85 | F7.2 | Roads | N/A | Floods | Depth (m) | 0.95651
4.9 | F7.2 | Roads | N/A | Floods | Depth (m) | 0.96059
4.95 | F7.2 | Roads | N/A | Floods | Depth (m) | 0.96467
5 | F7.2 | Roads | N/A | Floods | Depth (m) | 0.96875
5.05 | F7.2 | Roads | N/A | Floods | Depth (m) | 0.97031
5.1 | F7.2 | Roads | N/A | Floods | Depth (m) | 0.97187
5.15 | F7.2 | Roads | N/A | Floods | Depth (m) | 0.97344
5.2 | F7.2 | Roads | N/A | Floods | Depth (m) | 0.975
5.25 | F7.2 | Roads | N/A | Floods | Depth (m) | 0.97656
5.3 | F7.2 | Roads | N/A | Floods | Depth (m) | 0.97812
5.35 | F7.2 | Roads | N/A | Floods | Depth (m) | 0.97969
5.4 | F7.2 | Roads | N/A | Floods | Depth (m) | 0.98125
5.45 | F7.2 | Roads | N/A | Floods | Depth (m) | 0.98281
5.5 | F7.2 | Roads | N/A | Floods | Depth (m) | 0.98437
5.55 | F7.2 | Roads | N/A | Floods | Depth (m) | 0.98594
5.6 | F7.2 | Roads | N/A | Floods | Depth (m) | 0.9875
5.65 | F7.2 | Roads | N/A | Floods | Depth (m) | 0.98906
5.7 | F7.2 | Roads | N/A | Floods | Depth (m) | 0.99062
5.75 | F7.2 | Roads | N/A | Floods | Depth (m) | 0.99219
5.8 | F7.2 | Roads | N/A | Floods | Depth (m) | 0.99375
5.85 | F7.2 | Roads | N/A | Floods | Depth (m) | 0.99531
5.9 | F7.2 | Roads | N/A | Floods | Depth (m) | 0.99687
5.95 | F7.2 | Roads | N/A | Floods | Depth (m) | 0.99844
6 | F7.2 | Roads | N/A | Floods | Depth (m) | 1
6.05 | F7.2 | Roads | N/A | Floods | Depth (m)
6.1 | F7.2 | Roads | N/A | Floods | Depth (m)
6.15 | F7.2 | Roads | N/A | Floods | Depth (m)
6.2 | F7.2 | Roads | N/A | Floods | Depth (m)
6.25 | F7.2 | Roads | N/A | Floods | Depth (m)
6.3 | F7.2 | Roads | N/A | Floods | Depth (m)
6.35 | F7.2 | Roads | N/A | Floods | Depth (m)
6.4 | F7.2 | Roads | N/A | Floods | Depth (m)
6.45 | F7.2 | Roads | N/A | Floods | Depth (m)
6.5 | F7.2 | Roads | N/A | Floods | Depth (m)
0 | F7.2a | Roads | N/A | Floods | Depth (m) | 0
0.05 | F7.2a | Roads | N/A | Floods | Depth (m) | 0.014503
0.1 | F7.2a | Roads | N/A | Floods | Depth (m) | 0.029005
0.15 | F7.2a | Roads | N/A | Floods | Depth (m) | 0.043508
0.2 | F7.2a | Roads | N/A | Floods | Depth (m) | 0.05801
0.25 | F7.2a | Roads | N/A | Floods | Depth (m) | 0.072513
0.3 | F7.2a | Roads | N/A | Floods | Depth (m) | 0.087016
0.35 | F7.2a | Roads | N/A | Floods | Depth (m) | 0.10152
0.4 | F7.2a | Roads | N/A | Floods | Depth (m) | 0.11602
0.45 | F7.2a | Roads | N/A | Floods | Depth (m) | 0.13052
0.5 | F7.2a | Roads | N/A | Floods | Depth (m) | 0.14503
0.55 | F7.2a | Roads | N/A | Floods | Depth (m) | 0.1604
0.6 | F7.2a | Roads | N/A | Floods | Depth (m) | 0.17578
0.65 | F7.2a | Roads | N/A | Floods | Depth (m) | 0.19116
0.7 | F7.2a | Roads | N/A | Floods | Depth (m) | 0.20654
0.75 | F7.2a | Roads | N/A | Floods | Depth (m) | 0.22192
0.8 | F7.2a | Roads | N/A | Floods | Depth (m) | 0.2373
0.85 | F7.2a | Roads | N/A | Floods | Depth (m) | 0.25268
0.9 | F7.2a | Roads | N/A | Floods | Depth (m) | 0.26805
0.95 | F7.2a | Roads | N/A | Floods | Depth (m) | 0.28343
1 | F7.2a | Roads | N/A | Floods | Depth (m) | 0.29881
1.05 | F7.2a | Roads | N/A | Floods | Depth (m) | 0.30874
1.1 | F7.2a | Roads | N/A | Floods | Depth (m) | 0.31867
1.15 | F7.2a | Roads | N/A | Floods | Depth (m) | 0.3286
1.2 | F7.2a | Roads | N/A | Floods | Depth (m) | 0.33853
1.25 | F7.2a | Roads | N/A | Floods | Depth (m) | 0.34847
1.3 | F7.2a | Roads | N/A | Floods | Depth (m) | 0.3584
1.35 | F7.2a | Roads | N/A | Floods | Depth (m) | 0.36833
1.4 | F7.2a | Roads | N/A | Floods | Depth (m) | 0.37826
1.45 | F7.2a | Roads | N/A | Floods | Depth (m) | 0.38819
1.5 | F7.2a | Roads | N/A | Floods | Depth (m) | 0.39812
1.55 | F7.2a | Roads | N/A | Floods | Depth (m) | 0.40222
1.6 | F7.2a | Roads | N/A | Floods | Depth (m) | 0.40632
1.65 | F7.2a | Roads | N/A | Floods | Depth (m) | 0.41042
1.7 | F7.2a | Roads | N/A | Floods | Depth (m) | 0.41451
1.75 | F7.2a | Roads | N/A | Floods | Depth (m) | 0.41861
1.8 | F7.2a | Roads | N/A | Floods | Depth (m) | 0.42271
1.85 | F7.2a | Roads | N/A | Floods | Depth (m) | 0.42681
1.9 | F7.2a | Roads | N/A | Floods | Depth (m) | 0.43091
1.95 | F7.2a | Roads | N/A | Floods | Depth (m) | 0.435
2 | F7.2a | Roads | N/A | Floods | Depth (m) | 0.4391
2.05 | F7.2a | Roads | N/A | Floods | Depth (m) | 0.44651
2.1 | F7.2a | Roads | N/A | Floods | Depth (m) | 0.45391
2.15 | F7.2a | Roads | N/A | Floods | Depth (m) | 0.46131
2.2 | F7.2a | Roads | N/A | Floods | Depth (m) | 0.46872
2.25 | F7.2a | Roads | N/A | Floods | Depth (m) | 0.47612
2.3 | F7.2a | Roads | N/A | Floods | Depth (m) | 0.48352
2.35 | F7.2a | Roads | N/A | Floods | Depth (m) | 0.49092
2.4 | F7.2a | Roads | N/A | Floods | Depth (m) | 0.49833
2.45 | F7.2a | Roads | N/A | Floods | Depth (m) | 0.50573
2.5 | F7.2a | Roads | N/A | Floods | Depth (m) | 0.51313
2.55 | F7.2a | Roads | N/A | Floods | Depth (m) | 0.52054
2.6 | F7.2a | Roads | N/A | Floods | Depth (m) | 0.52794
2.65 | F7.2a | Roads | N/A | Floods | Depth (m) | 0.53534
2.7 | F7.2a | Roads | N/A | Floods | Depth (m) | 0.54275
2.75 | F7.2a | Roads | N/A | Floods | Depth (m) | 0.55015
2.8 | F7.2a | Roads | N/A | Floods | Depth (m) | 0.55755
2.85 | F7.2a | Roads | N/A | Floods | Depth (m) | 0.56495
2.9 | F7.2a | Roads | N/A | Floods | Depth (m) | 0.57236
2.95 | F7.2a | Roads | N/A | Floods | Depth (m) | 0.57976
3 | F7.2a | Roads | N/A | Floods | Depth (m) | 0.58716
3.05 | F7.2a | Roads | N/A | Floods | Depth (m) | 0.59549
3.1 | F7.2a | Roads | N/A | Floods | Depth (m) | 0.60381
3.15 | F7.2a | Roads | N/A | Floods | Depth (m) | 0.61214
3.2 | F7.2a | Roads | N/A | Floods | Depth (m) | 0.62046
3.25 | F7.2a | Roads | N/A | Floods | Depth (m) | 0.62878
3.3 | F7.2a | Roads | N/A | Floods | Depth (m) | 0.63711
3.35 | F7.2a | Roads | N/A | Floods | Depth (m) | 0.64543
3.4 | F7.2a | Roads | N/A | Floods | Depth (m) | 0.65376
3.45 | F7.2a | Roads | N/A | Floods | Depth (m) | 0.66208
3.5 | F7.2a | Roads | N/A | Floods | Depth (m) | 0.6704
3.55 | F7.2a | Roads | N/A | Floods | Depth (m) | 0.67873
3.6 | F7.2a | Roads | N/A | Floods | Depth (m) | 0.68705
3.65 | F7.2a | Roads | N/A | Floods | Depth (m) | 0.69538
3.7 | F7.2a | Roads | N/A | Floods | Depth (m) | 0.7037
3.75 | F7.2a | Roads | N/A | Floods | Depth (m) | 0.71202
3.8 | F7.2a | Roads | N/A | Floods | Depth (m) | 0.72035
3.85 | F7.2a | Roads | N/A | Floods | Depth (m) | 0.72867
3.9 | F7.2a | Roads | N/A | Floods | Depth (m) | 0.737
3.95 | F7.2a | Roads | N/A | Floods | Depth (m) | 0.74532
4 | F7.2a | Roads | N/A | Floods | Depth (m) | 0.75364
4.05 | F7.2a | Roads | N/A | Floods | Depth (m) | 0.76127
4.1 | F7.2a | Roads | N/A | Floods | Depth (m) | 0.7689
4.15 | F7.2a | Roads | N/A | Floods | Depth (m) | 0.77654
4.2 | F7.2a | Roads | N/A | Floods | Depth (m) | 0.78417
4.25 | F7.2a | Roads | N/A | Floods | Depth (m) | 0.7918
4.3 | F7.2a | Roads | N/A | Floods | Depth (m) | 0.79943
4.35 | F7.2a | Roads | N/A | Floods | Depth (m) | 0.80706
4.4 | F7.2a | Roads | N/A | Floods | Depth (m) | 0.81469
4.45 | F7.2a | Roads | N/A | Floods | Depth (m) | 0.82232
4.5 | F7.2a | Roads | N/A | Floods | Depth (m) | 0.82995
4.55 | F7.2a | Roads | N/A | Floods | Depth (m) | 0.83758
4.6 | F7.2a | Roads | N/A | Floods | Depth (m) | 0.84521
4.65 | F7.2a | Roads | N/A | Floods | Depth (m) | 0.85284
4.7 | F7.2a | Roads | N/A | Floods | Depth (m) | 0.86047
4.75 | F7.2a | Roads | N/A | Floods | Depth (m) | 0.8681
4.8 | F7.2a | Roads | N/A | Floods | Depth (m) | 0.87573
4.85 | F7.2a | Roads | N/A | Floods | Depth (m) | 0.88336
4.9 | F7.2a | Roads | N/A | Floods | Depth (m) | 0.89099
4.95 | F7.2a | Roads | N/A | Floods | Depth (m) | 0.89862
5 | F7.2a | Roads | N/A | Floods | Depth (m) | 0.90625
5.05 | F7.2a | Roads | N/A | Floods | Depth (m) | 0.91094
5.1 | F7.2a | Roads | N/A | Floods | Depth (m) | 0.91562
5.15 | F7.2a | Roads | N/A | Floods | Depth (m) | 0.92031
5.2 | F7.2a | Roads | N/A | Floods | Depth (m) | 0.925
5.25 | F7.2a | Roads | N/A | Floods | Depth (m) | 0.92969
5.3 | F7.2a | Roads | N/A | Floods | Depth (m) | 0.93437
5.35 | F7.2a | Roads | N/A | Floods | Depth (m) | 0.93906
5.4 | F7.2a | Roads | N/A | Floods | Depth (m) | 0.94375
5.45 | F7.2a | Roads | N/A | Floods | Depth (m) | 0.94844
5.5 | F7.2a | Roads | N/A | Floods | Depth (m) | 0.95312
5.55 | F7.2a | Roads | N/A | Floods | Depth (m) | 0.95781
5.6 | F7.2a | Roads | N/A | Floods | Depth (m) | 0.9625
5.65 | F7.2a | Roads | N/A | Floods | Depth (m) | 0.96719
5.7 | F7.2a | Roads | N/A | Floods | Depth (m) | 0.97187
5.75 | F7.2a | Roads | N/A | Floods | Depth (m) | 0.97656
5.8 | F7.2a | Roads | N/A | Floods | Depth (m) | 0.98125
5.85 | F7.2a | Roads | N/A | Floods | Depth (m) | 0.98594
5.9 | F7.2a | Roads | N/A | Floods | Depth (m) | 0.99062
5.95 | F7.2a | Roads | N/A | Floods | Depth (m) | 0.99531
6 | F7.2a | Roads | N/A | Floods | Depth (m) | 1
6.05 | F7.2a | Roads | N/A | Floods | Depth (m)
6.1 | F7.2a | Roads | N/A | Floods | Depth (m)
6.15 | F7.2a | Roads | N/A | Floods | Depth (m)
6.2 | F7.2a | Roads | N/A | Floods | Depth (m)
6.25 | F7.2a | Roads | N/A | Floods | Depth (m)
6.3 | F7.2a | Roads | N/A | Floods | Depth (m)
6.35 | F7.2a | Roads | N/A | Floods | Depth (m)
6.4 | F7.2a | Roads | N/A | Floods | Depth (m)
6.45 | F7.2a | Roads | N/A | Floods | Depth (m)
6.5 | F7.2a | Roads | N/A | Floods | Depth (m)
0 | F7.2b | Roads | N/A | Floods | Depth (m) | 0
0.05 | F7.2b | Roads | N/A | Floods | Depth (m) | 0.028385
0.1 | F7.2b | Roads | N/A | Floods | Depth (m) | 0.05677
0.15 | F7.2b | Roads | N/A | Floods | Depth (m) | 0.085154
0.2 | F7.2b | Roads | N/A | Floods | Depth (m) | 0.11354
0.25 | F7.2b | Roads | N/A | Floods | Depth (m) | 0.14192
0.3 | F7.2b | Roads | N/A | Floods | Depth (m) | 0.17031
0.35 | F7.2b | Roads | N/A | Floods | Depth (m) | 0.19869
0.4 | F7.2b | Roads | N/A | Floods | Depth (m) | 0.22708
0.45 | F7.2b | Roads | N/A | Floods | Depth (m) | 0.25546
0.5 | F7.2b | Roads | N/A | Floods | Depth (m) | 0.28385
0.55 | F7.2b | Roads | N/A | Floods | Depth (m) | 0.30013
0.6 | F7.2b | Roads | N/A | Floods | Depth (m) | 0.31642
0.65 | F7.2b | Roads | N/A | Floods | Depth (m) | 0.3327
0.7 | F7.2b | Roads | N/A | Floods | Depth (m) | 0.34899
0.75 | F7.2b | Roads | N/A | Floods | Depth (m) | 0.36527
0.8 | F7.2b | Roads | N/A | Floods | Depth (m) | 0.38156
0.85 | F7.2b | Roads | N/A | Floods | Depth (m) | 0.39784
0.9 | F7.2b | Roads | N/A | Floods | Depth (m) | 0.41413
0.95 | F7.2b | Roads | N/A | Floods | Depth (m) | 0.43041
1 | F7.2b | Roads | N/A | Floods | Depth (m) | 0.4467
1.05 | F7.2b | Roads | N/A | Floods | Depth (m) | 0.483
1.1 | F7.2b | Roads | N/A | Floods | Depth (m) | 0.51931
1.15 | F7.2b | Roads | N/A | Floods | Depth (m) | 0.55561
1.2 | F7.2b | Roads | N/A | Floods | Depth (m) | 0.59192
1.25 | F7.2b | Roads | N/A | Floods | Depth (m) | 0.62822
1.3 | F7.2b | Roads | N/A | Floods | Depth (m) | 0.66453
1.35 | F7.2b | Roads | N/A | Floods | Depth (m) | 0.70083
1.4 | F7.2b | Roads | N/A | Floods | Depth (m) | 0.73714
1.45 | F7.2b | Roads | N/A | Floods | Depth (m) | 0.77344
1.5 | F7.2b | Roads | N/A | Floods | Depth (m) | 0.80975
1.55 | F7.2b | Roads | N/A | Floods | Depth (m) | 0.8268
1.6 | F7.2b | Roads | N/A | Floods | Depth (m) | 0.84384
1.65 | F7.2b | Roads | N/A | Floods | Depth (m) | 0.86089
1.7 | F7.2b | Roads | N/A | Floods | Depth (m) | 0.87794
1.75 | F7.2b | Roads | N/A | Floods | Depth (m) | 0.89498
1.8 | F7.2b | Roads | N/A | Floods | Depth (m) | 0.91203
1.85 | F7.2b | Roads | N/A | Floods | Depth (m) | 0.92908
1.9 | F7.2b | Roads | N/A | Floods | Depth (m) | 0.94612
1.95 | F7.2b | Roads | N/A | Floods | Depth (m) | 0.96317
2 | F7.2b | Roads | N/A | Floods | Depth (m) | 0.98021
2.05 | F7.2b | Roads | N/A | Floods | Depth (m) | 0.9812
2.1 | F7.2b | Roads | N/A | Floods | Depth (m) | 0.98219
2.15 | F7.2b | Roads | N/A | Floods | Depth (m) | 0.98318
2.2 | F7.2b | Roads | N/A | Floods | Depth (m) | 0.98417
2.25 | F7.2b | Roads | N/A | Floods | Depth (m) | 0.98516
2.3 | F7.2b | Roads | N/A | Floods | Depth (m) | 0.98615
2.35 | F7.2b | Roads | N/A | Floods | Depth (m) | 0.98714
2.4 | F7.2b | Roads | N/A | Floods | Depth (m) | 0.98813
2.45 | F7.2b | Roads | N/A | Floods | Depth (m) | 0.98912
2.5 | F7.2b | Roads | N/A | Floods | Depth (m) | 0.99011
2.55 | F7.2b | Roads | N/A | Floods | Depth (m) | 0.9911
2.6 | F7.2b | Roads | N/A | Floods | Depth (m) | 0.99209
2.65 | F7.2b | Roads | N/A | Floods | Depth (m) | 0.99308
2.7 | F7.2b | Roads | N/A | Floods | Depth (m) | 0.99406
2.75 | F7.2b | Roads | N/A | Floods | Depth (m) | 0.99505
2.8 | F7.2b | Roads | N/A | Floods | Depth (m) | 0.99604
2.85 | F7.2b | Roads | N/A | Floods | Depth (m) | 0.99703
2.9 | F7.2b | Roads | N/A | Floods | Depth (m) | 0.99802
2.95 | F7.2b | Roads | N/A | Floods | Depth (m) | 0.99901
3 | F7.2b | Roads | N/A | Floods | Depth (m) | 1
3.05 | F7.2b | Roads | N/A | Floods | Depth (m) | 1
3.1 | F7.2b | Roads | N/A | Floods | Depth (m) | 1
3.15 | F7.2b | Roads | N/A | Floods | Depth (m) | 1
3.2 | F7.2b | Roads | N/A | Floods | Depth (m) | 1
3.25 | F7.2b | Roads | N/A | Floods | Depth (m) | 1
3.3 | F7.2b | Roads | N/A | Floods | Depth (m) | 1
3.35 | F7.2b | Roads | N/A | Floods | Depth (m) | 1
3.4 | F7.2b | Roads | N/A | Floods | Depth (m) | 1
3.45 | F7.2b | Roads | N/A | Floods | Depth (m) | 1
3.5 | F7.2b | Roads | N/A | Floods | Depth (m) | 1
3.55 | F7.2b | Roads | N/A | Floods | Depth (m) | 1
3.6 | F7.2b | Roads | N/A | Floods | Depth (m) | 1
3.65 | F7.2b | Roads | N/A | Floods | Depth (m) | 1
3.7 | F7.2b | Roads | N/A | Floods | Depth (m) | 1
3.75 | F7.2b | Roads | N/A | Floods | Depth (m) | 1
3.8 | F7.2b | Roads | N/A | Floods | Depth (m) | 1
3.85 | F7.2b | Roads | N/A | Floods | Depth (m) | 1
3.9 | F7.2b | Roads | N/A | Floods | Depth (m) | 1
3.95 | F7.2b | Roads | N/A | Floods | Depth (m) | 1
4 | F7.2b | Roads | N/A | Floods | Depth (m) | 1
4.05 | F7.2b | Roads | N/A | Floods | Depth (m) | 1
4.1 | F7.2b | Roads | N/A | Floods | Depth (m) | 1
4.15 | F7.2b | Roads | N/A | Floods | Depth (m) | 1
4.2 | F7.2b | Roads | N/A | Floods | Depth (m) | 1
4.25 | F7.2b | Roads | N/A | Floods | Depth (m) | 1
4.3 | F7.2b | Roads | N/A | Floods | Depth (m) | 1
4.35 | F7.2b | Roads | N/A | Floods | Depth (m) | 1
4.4 | F7.2b | Roads | N/A | Floods | Depth (m) | 1
4.45 | F7.2b | Roads | N/A | Floods | Depth (m) | 1
4.5 | F7.2b | Roads | N/A | Floods | Depth (m) | 1
4.55 | F7.2b | Roads | N/A | Floods | Depth (m) | 1
4.6 | F7.2b | Roads | N/A | Floods | Depth (m) | 1
4.65 | F7.2b | Roads | N/A | Floods | Depth (m) | 1
4.7 | F7.2b | Roads | N/A | Floods | Depth (m) | 1
4.75 | F7.2b | Roads | N/A | Floods | Depth (m) | 1
4.8 | F7.2b | Roads | N/A | Floods | Depth (m) | 1
4.85 | F7.2b | Roads | N/A | Floods | Depth (m) | 1
4.9 | F7.2b | Roads | N/A | Floods | Depth (m) | 1
4.95 | F7.2b | Roads | N/A | Floods | Depth (m) | 1
5 | F7.2b | Roads | N/A | Floods | Depth (m) | 1
5.05 | F7.2b | Roads | N/A | Floods | Depth (m) | 1
5.1 | F7.2b | Roads | N/A | Floods | Depth (m) | 1
5.15 | F7.2b | Roads | N/A | Floods | Depth (m) | 1
5.2 | F7.2b | Roads | N/A | Floods | Depth (m) | 1
5.25 | F7.2b | Roads | N/A | Floods | Depth (m) | 1
5.3 | F7.2b | Roads | N/A | Floods | Depth (m) | 1
5.35 | F7.2b | Roads | N/A | Floods | Depth (m) | 1
5.4 | F7.2b | Roads | N/A | Floods | Depth (m) | 1
5.45 | F7.2b | Roads | N/A | Floods | Depth (m) | 1
5.5 | F7.2b | Roads | N/A | Floods | Depth (m) | 1
5.55 | F7.2b | Roads | N/A | Floods | Depth (m) | 1
5.6 | F7.2b | Roads | N/A | Floods | Depth (m) | 1
5.65 | F7.2b | Roads | N/A | Floods | Depth (m) | 1
5.7 | F7.2b | Roads | N/A | Floods | Depth (m) | 1
5.75 | F7.2b | Roads | N/A | Floods | Depth (m) | 1
5.8 | F7.2b | Roads | N/A | Floods | Depth (m) | 1
5.85 | F7.2b | Roads | N/A | Floods | Depth (m) | 1
5.9 | F7.2b | Roads | N/A | Floods | Depth (m) | 1
5.95 | F7.2b | Roads | N/A | Floods | Depth (m) | 1
6 | F7.2b | Roads | N/A | Floods | Depth (m) | 1
6.05 | F7.2b | Roads | N/A | Floods | Depth (m)
6.1 | F7.2b | Roads | N/A | Floods | Depth (m)
6.15 | F7.2b | Roads | N/A | Floods | Depth (m)
6.2 | F7.2b | Roads | N/A | Floods | Depth (m)
6.25 | F7.2b | Roads | N/A | Floods | Depth (m)
6.3 | F7.2b | Roads | N/A | Floods | Depth (m)
6.35 | F7.2b | Roads | N/A | Floods | Depth (m)
6.4 | F7.2b | Roads | N/A | Floods | Depth (m)
6.45 | F7.2b | Roads | N/A | Floods | Depth (m)
6.5 | F7.2b | Roads | N/A | Floods | Depth (m)
0 | F7.3 | Roads | N/A | Floods | Depth (m) | 0
0.05 | F7.3 | Roads | N/A | Floods | Depth (m) | 0.023222
0.1 | F7.3 | Roads | N/A | Floods | Depth (m) | 0.046444
0.15 | F7.3 | Roads | N/A | Floods | Depth (m) | 0.069666
0.2 | F7.3 | Roads | N/A | Floods | Depth (m) | 0.092887
0.25 | F7.3 | Roads | N/A | Floods | Depth (m) | 0.11611
0.3 | F7.3 | Roads | N/A | Floods | Depth (m) | 0.13933
0.35 | F7.3 | Roads | N/A | Floods | Depth (m) | 0.16255
0.4 | F7.3 | Roads | N/A | Floods | Depth (m) | 0.18577
0.45 | F7.3 | Roads | N/A | Floods | Depth (m) | 0.209
0.5 | F7.3 | Roads | N/A | Floods | Depth (m) | 0.23222
0.55 | F7.3 | Roads | N/A | Floods | Depth (m) | 0.24863
0.6 | F7.3 | Roads | N/A | Floods | Depth (m) | 0.26505
0.65 | F7.3 | Roads | N/A | Floods | Depth (m) | 0.28147
0.7 | F7.3 | Roads | N/A | Floods | Depth (m) | 0.29788
0.75 | F7.3 | Roads | N/A | Floods | Depth (m) | 0.3143
0.8 | F7.3 | Roads | N/A | Floods | Depth (m) | 0.33071
0.85 | F7.3 | Roads | N/A | Floods | Depth (m) | 0.34713
0.9 | F7.3 | Roads | N/A | Floods | Depth (m) | 0.36355
0.95 | F7.3 | Roads | N/A | Floods | Depth (m) | 0.37996
1 | F7.3 | Roads | N/A | Floods | Depth (m) | 0.39638
1.05 | F7.3 | Roads | N/A | Floods | Depth (m) | 0.41444
1.1 | F7.3 | Roads | N/A | Floods | Depth (m) | 0.4325
1.15 | F7.3 | Roads | N/A | Floods | Depth (m) | 0.45055
1.2 | F7.3 | Roads | N/A | Floods | Depth (m) | 0.46861
1.25 | F7.3 | Roads | N/A | Floods | Depth (m) | 0.48667
1.3 | F7.3 | Roads | N/A | Floods | Depth (m) | 0.50473
1.35 | F7.3 | Roads | N/A | Floods | Depth (m) | 0.52279
1.4 | F7.3 | Roads | N/A | Floods | Depth (m) | 0.54085
1.45 | F7.3 | Roads | N/A | Floods | Depth (m) | 0.55891
1.5 | F7.3 | Roads | N/A | Floods | Depth (m) | 0.57697
1.55 | F7.3 | Roads | N/A | Floods | Depth (m) | 0.58725
1.6 | F7.3 | Roads | N/A | Floods | Depth (m) | 0.59754
1.65 | F7.3 | Roads | N/A | Floods | Depth (m) | 0.60783
1.7 | F7.3 | Roads | N/A | Floods | Depth (m) | 0.61811
1.75 | F7.3 | Roads | N/A | Floods | Depth (m) | 0.6284
1.8 | F7.3 | Roads | N/A | Floods | Depth (m) | 0.63868
1.85 | F7.3 | Roads | N/A | Floods | Depth (m) | 0.64897
1.9 | F7.3 | Roads | N/A | Floods | Depth (m) | 0.65926
1.95 | F7.3 | Roads | N/A | Floods | Depth (m) | 0.66954
2 | F7.3 | Roads | N/A | Floods | Depth (m) | 0.67983
2.05 | F7.3 | Roads | N/A | Floods | Depth (m) | 0.68605
2.1 | F7.3 | Roads | N/A | Floods | Depth (m) | 0.69227
2.15 | F7.3 | Roads | N/A | Floods | Depth (m) | 0.69849
2.2 | F7.3 | Roads | N/A | Floods | Depth (m) | 0.7047
2.25 | F7.3 | Roads | N/A | Floods | Depth (m) | 0.71092
2.3 | F7.3 | Roads | N/A | Floods | Depth (m) | 0.71714
2.35 | F7.3 | Roads | N/A | Floods | Depth (m) | 0.72336
2.4 | F7.3 | Roads | N/A | Floods | Depth (m) | 0.72958
2.45 | F7.3 | Roads | N/A | Floods | Depth (m) | 0.7358
2.5 | F7.3 | Roads | N/A | Floods | Depth (m) | 0.74202
2.55 | F7.3 | Roads | N/A | Floods | Depth (m) | 0.74824
2.6 | F7.3 | Roads | N/A | Floods | Depth (m) | 0.75445
2.65 | F7.3 | Roads | N/A | Floods | Depth (m) | 0.76067
2.7 | F7.3 | Roads | N/A | Floods | Depth (m) | 0.76689
2.75 | F7.3 | Roads | N/A | Floods | Depth (m) | 0.77311
2.8 | F7.3 | Roads | N/A | Floods | Depth (m) | 0.77933
2.85 | F7.3 | Roads | N/A | Floods | Depth (m) | 0.78555
2.9 | F7.3 | Roads | N/A | Floods | Depth (m) | 0.79177
2.95 | F7.3 | Roads | N/A | Floods | Depth (m) | 0.79799
3 | F7.3 | Roads | N/A | Floods | Depth (m) | 0.8042
3.05 | F7.3 | Roads | N/A | Floods | Depth (m) | 0.80867
3.1 | F7.3 | Roads | N/A | Floods | Depth (m) | 0.81314
3.15 | F7.3 | Roads | N/A | Floods | Depth (m) | 0.81761
3.2 | F7.3 | Roads | N/A | Floods | Depth (m) | 0.82208
3.25 | F7.3 | Roads | N/A | Floods | Depth (m) | 0.82655
3.3 | F7.3 | Roads | N/A | Floods | Depth (m) | 0.83102
3.35 | F7.3 | Roads | N/A | Floods | Depth (m) | 0.83549
3.4 | F7.3 | Roads | N/A | Floods | Depth (m) | 0.83995
3.45 | F7.3 | Roads | N/A | Floods | Depth (m) | 0.84442
3.5 | F7.3 | Roads | N/A | Floods | Depth (m) | 0.84889
3.55 | F7.3 | Roads | N/A | Floods | Depth (m) | 0.85336
3.6 | F7.3 | Roads | N/A | Floods | Depth (m) | 0.85783
3.65 | F7.3 | Roads | N/A | Floods | Depth (m) | 0.8623
3.7 | F7.3 | Roads | N/A | Floods | Depth (m) | 0.86677
3.75 | F7.3 | Roads | N/A | Floods | Depth (m) | 0.87124
3.8 | F7.3 | Roads | N/A | Floods | Depth (m) | 0.8757
3.85 | F7.3 | Roads | N/A | Floods | Depth (m) | 0.88017
3.9 | F7.3 | Roads | N/A | Floods | Depth (m) | 0.88464
3.95 | F7.3 | Roads | N/A | Floods | Depth (m) | 0.88911
4 | F7.3 | Roads | N/A | Floods | Depth (m) | 0.89358
4.05 | F7.3 | Roads | N/A | Floods | Depth (m) | 0.89812
4.1 | F7.3 | Roads | N/A | Floods | Depth (m) | 0.90266
4.15 | F7.3 | Roads | N/A | Floods | Depth (m) | 0.9072
4.2 | F7.3 | Roads | N/A | Floods | Depth (m) | 0.91174
4.25 | F7.3 | Roads | N/A | Floods | Depth (m) | 0.91628
4.3 | F7.3 | Roads | N/A | Floods | Depth (m) | 0.92082
4.35 | F7.3 | Roads | N/A | Floods | Depth (m) | 0.92536
4.4 | F7.3 | Roads | N/A | Floods | Depth (m) | 0.9299
4.45 | F7.3 | Roads | N/A | Floods | Depth (m) | 0.93444
4.5 | F7.3 | Roads | N/A | Floods | Depth (m) | 0.93898
4.55 | F7.3 | Roads | N/A | Floods | Depth (m) | 0.94352
4.6 | F7.3 | Roads | N/A | Floods | Depth (m) | 0.94806
4.65 | F7.3 | Roads | N/A | Floods | Depth (m) | 0.9526
4.7 | F7.3 | Roads | N/A | Floods | Depth (m) | 0.95714
4.75 | F7.3 | Roads | N/A | Floods | Depth (m) | 0.96168
4.8 | F7.3 | Roads | N/A | Floods | Depth (m) | 0.96622
4.85 | F7.3 | Roads | N/A | Floods | Depth (m) | 0.97076
4.9 | F7.3 | Roads | N/A | Floods | Depth (m) | 0.9753
4.95 | F7.3 | Roads | N/A | Floods | Depth (m) | 0.97984
5 | F7.3 | Roads | N/A | Floods | Depth (m) | 0.98437
5.05 | F7.3 | Roads | N/A | Floods | Depth (m) | 0.98516
5.1 | F7.3 | Roads | N/A | Floods | Depth (m) | 0.98594
5.15 | F7.3 | Roads | N/A | Floods | Depth (m) | 0.98672
5.2 | F7.3 | Roads | N/A | Floods | Depth (m) | 0.9875
5.25 | F7.3 | Roads | N/A | Floods | Depth (m) | 0.98828
5.3 | F7.3 | Roads | N/A | Floods | Depth (m) | 0.98906
5.35 | F7.3 | Roads | N/A | Floods | Depth (m) | 0.98984
5.4 | F7.3 | Roads | N/A | Floods | Depth (m) | 0.99062
5.45 | F7.3 | Roads | N/A | Floods | Depth (m) | 0.99141
5.5 | F7.3 | Roads | N/A | Floods | Depth (m) | 0.99219
5.55 | F7.3 | Roads | N/A | Floods | Depth (m) | 0.99297
5.6 | F7.3 | Roads | N/A | Floods | Depth (m) | 0.99375
5.65 | F7.3 | Roads | N/A | Floods | Depth (m) | 0.99453
5.7 | F7.3 | Roads | N/A | Floods | Depth (m) | 0.99531
5.75 | F7.3 | Roads | N/A | Floods | Depth (m) | 0.99609
5.8 | F7.3 | Roads | N/A | Floods | Depth (m) | 0.99687
5.85 | F7.3 | Roads | N/A | Floods | Depth (m) | 0.99766
5.9 | F7.3 | Roads | N/A | Floods | Depth (m) | 0.99844
5.95 | F7.3 | Roads | N/A | Floods | Depth (m) | 0.99922
6 | F7.3 | Roads | N/A | Floods | Depth (m) | 1
6.05 | F7.3 | Roads | N/A | Floods | Depth (m)
6.1 | F7.3 | Roads | N/A | Floods | Depth (m)
6.15 | F7.3 | Roads | N/A | Floods | Depth (m)
6.2 | F7.3 | Roads | N/A | Floods | Depth (m)
6.25 | F7.3 | Roads | N/A | Floods | Depth (m)
6.3 | F7.3 | Roads | N/A | Floods | Depth (m)
6.35 | F7.3 | Roads | N/A | Floods | Depth (m)
6.4 | F7.3 | Roads | N/A | Floods | Depth (m)
6.45 | F7.3 | Roads | N/A | Floods | Depth (m)
6.5 | F7.3 | Roads | N/A | Floods | Depth (m)
0 | F7.4 | Roads | Motorways and trunk roads - sophisticated accessories - low flow | Floods | Depth (m) | 0
0.05 | F7.4 | Roads | Motorways and trunk roads - sophisticated accessories - low flow | Floods | Depth (m) | 0.001
0.1 | F7.4 | Roads | Motorways and trunk roads - sophisticated accessories - low flow | Floods | Depth (m) | 0.002
0.15 | F7.4 | Roads | Motorways and trunk roads - sophisticated accessories - low flow | Floods | Depth (m) | 0.003
0.2 | F7.4 | Roads | Motorways and trunk roads - sophisticated accessories - low flow | Floods | Depth (m) | 0.004
0.25 | F7.4 | Roads | Motorways and trunk roads - sophisticated accessories - low flow | Floods | Depth (m) | 0.005
0.3 | F7.4 | Roads | Motorways and trunk roads - sophisticated accessories - low flow | Floods | Depth (m) | 0.006
0.35 | F7.4 | Roads | Motorways and trunk roads - sophisticated accessories - low flow | Floods | Depth (m) | 0.007
0.4 | F7.4 | Roads | Motorways and trunk roads - sophisticated accessories - low flow | Floods | Depth (m) | 0.008
0.45 | F7.4 | Roads | Motorways and trunk roads - sophisticated accessories - low flow | Floods | Depth (m) | 0.009
0.5 | F7.4 | Roads | Motorways and trunk roads - sophisticated accessories - low flow | Floods | Depth (m) | 0.01
0.55 | F7.4 | Roads | Motorways and trunk roads - sophisticated accessories - low flow | Floods | Depth (m) | 0.012
0.6 | F7.4 | Roads | Motorways and trunk roads - sophisticated accessories - low flow | Floods | Depth (m) | 0.014
0.65 | F7.4 | Roads | Motorways and trunk roads - sophisticated accessories - low flow | Floods | Depth (m) | 0.016
0.7 | F7.4 | Roads | Motorways and trunk roads - sophisticated accessories - low flow | Floods | Depth (m) | 0.018
0.75 | F7.4 | Roads | Motorways and trunk roads - sophisticated accessories - low flow | Floods | Depth (m) | 0.02
0.8 | F7.4 | Roads | Motorways and trunk roads - sophisticated accessories - low flow | Floods | Depth (m) | 0.022
0.85 | F7.4 | Roads | Motorways and trunk roads - sophisticated accessories - low flow | Floods | Depth (m) | 0.024
0.9 | F7.4 | Roads | Motorways and trunk roads - sophisticated accessories - low flow | Floods | Depth (m) | 0.026
0.95 | F7.4 | Roads | Motorways and trunk roads - sophisticated accessories - low flow | Floods | Depth (m) | 0.028
1 | F7.4 | Roads | Motorways and trunk roads - sophisticated accessories - low flow | Floods | Depth (m) | 0.03
1.05 | F7.4 | Roads | Motorways and trunk roads - sophisticated accessories - low flow | Floods | Depth (m) | 0.0345
1.1 | F7.4 | Roads | Motorways and trunk roads - sophisticated accessories - low flow | Floods | Depth (m) | 0.039
1.15 | F7.4 | Roads | Motorways and trunk roads - sophisticated accessories - low flow | Floods | Depth (m) | 0.0435
1.2 | F7.4 | Roads | Motorways and trunk roads - sophisticated accessories - low flow | Floods | Depth (m) | 0.048
1.25 | F7.4 | Roads | Motorways and trunk roads - sophisticated accessories - low flow | Floods | Depth (m) | 0.0525
1.3 | F7.4 | Roads | Motorways and trunk roads - sophisticated accessories - low flow | Floods | Depth (m) | 0.057
1.35 | F7.4 | Roads | Motorways and trunk roads - sophisticated accessories - low flow | Floods | Depth (m) | 0.0615
1.4 | F7.4 | Roads | Motorways and trunk roads - sophisticated accessories - low flow | Floods | Depth (m) | 0.066
1.45 | F7.4 | Roads | Motorways and trunk roads - sophisticated accessories - low flow | Floods | Depth (m) | 0.0705
1.5 | F7.4 | Roads | Motorways and trunk roads - sophisticated accessories - low flow | Floods | Depth (m) | 0.075
1.55 | F7.4 | Roads | Motorways and trunk roads - sophisticated accessories - low flow | Floods | Depth (m) | 0.0775
1.6 | F7.4 | Roads | Motorways and trunk roads - sophisticated accessories - low flow | Floods | Depth (m) | 0.08
1.65 | F7.4 | Roads | Motorways and trunk roads - sophisticated accessories - low flow | Floods | Depth (m) | 0.0825
1.7 | F7.4 | Roads | Motorways and trunk roads - sophisticated accessories - low flow | Floods | Depth (m) | 0.085
1.75 | F7.4 | Roads | Motorways and trunk roads - sophisticated accessories - low flow | Floods | Depth (m) | 0.0875
1.8 | F7.4 | Roads | Motorways and trunk roads - sophisticated accessories - low flow | Floods | Depth (m) | 0.09
1.85 | F7.4 | Roads | Motorways and trunk roads - sophisticated accessories - low flow | Floods | Depth (m) | 0.0925
1.9 | F7.4 | Roads | Motorways and trunk roads - sophisticated accessories - low flow | Floods | Depth (m) | 0.095
1.95 | F7.4 | Roads | Motorways and trunk roads - sophisticated accessories - low flow | Floods | Depth (m) | 0.0975
2 | F7.4 | Roads | Motorways and trunk roads - sophisticated accessories - low flow | Floods | Depth (m) | 0.1
2.05 | F7.4 | Roads | Motorways and trunk roads - sophisticated accessories - low flow | Floods | Depth (m) | 0.10125
2.1 | F7.4 | Roads | Motorways and trunk roads - sophisticated accessories - low flow | Floods | Depth (m) | 0.1025
2.15 | F7.4 | Roads | Motorways and trunk roads - sophisticated accessories - low flow | Floods | Depth (m) | 0.10375
2.2 | F7.4 | Roads | Motorways and trunk roads - sophisticated accessories - low flow | Floods | Depth (m) | 0.105
2.25 | F7.4 | Roads | Motorways and trunk roads - sophisticated accessories - low flow | Floods | Depth (m) | 0.10625
2.3 | F7.4 | Roads | Motorways and trunk roads - sophisticated accessories - low flow | Floods | Depth (m) | 0.1075
2.35 | F7.4 | Roads | Motorways and trunk roads - sophisticated accessories - low flow | Floods | Depth (m) | 0.10875
2.4 | F7.4 | Roads | Motorways and trunk roads - sophisticated accessories - low flow | Floods | Depth (m) | 0.11
2.45 | F7.4 | Roads | Motorways and trunk roads - sophisticated accessories - low flow | Floods | Depth (m) | 0.11125
2.5 | F7.4 | Roads | Motorways and trunk roads - sophisticated accessories - low flow | Floods | Depth (m) | 0.1125
2.55 | F7.4 | Roads | Motorways and trunk roads - sophisticated accessories - low flow | Floods | Depth (m) | 0.11375
2.6 | F7.4 | Roads | Motorways and trunk roads - sophisticated accessories - low flow | Floods | Depth (m) | 0.115
2.65 | F7.4 | Roads | Motorways and trunk roads - sophisticated accessories - low flow | Floods | Depth (m) | 0.11625
2.7 | F7.4 | Roads | Motorways and trunk roads - sophisticated accessories - low flow | Floods | Depth (m) | 0.1175
2.75 | F7.4 | Roads | Motorways and trunk roads - sophisticated accessories - low flow | Floods | Depth (m) | 0.11875
2.8 | F7.4 | Roads | Motorways and trunk roads - sophisticated accessories - low flow | Floods | Depth (m) | 0.12
2.85 | F7.4 | Roads | Motorways and trunk roads - sophisticated accessories - low flow | Floods | Depth (m) | 0.12125
2.9 | F7.4 | Roads | Motorways and trunk roads - sophisticated accessories - low flow | Floods | Depth (m) | 0.1225
2.95 | F7.4 | Roads | Motorways and trunk roads - sophisticated accessories - low flow | Floods | Depth (m) | 0.12375
3 | F7.4 | Roads | Motorways and trunk roads - sophisticated accessories - low flow | Floods | Depth (m) | 0.125
3.05 | F7.4 | Roads | Motorways and trunk roads - sophisticated accessories - low flow | Floods | Depth (m) | 0.12625
3.1 | F7.4 | Roads | Motorways and trunk roads - sophisticated accessories - low flow | Floods | Depth (m) | 0.1275
3.15 | F7.4 | Roads | Motorways and trunk roads - sophisticated accessories - low flow | Floods | Depth (m) | 0.12875
3.2 | F7.4 | Roads | Motorways and trunk roads - sophisticated accessories - low flow | Floods | Depth (m) | 0.13
3.25 | F7.4 | Roads | Motorways and trunk roads - sophisticated accessories - low flow | Floods | Depth (m) | 0.13125
3.3 | F7.4 | Roads | Motorways and trunk roads - sophisticated accessories - low flow | Floods | Depth (m) | 0.1325
3.35 | F7.4 | Roads | Motorways and trunk roads - sophisticated accessories - low flow | Floods | Depth (m) | 0.13375
3.4 | F7.4 | Roads | Motorways and trunk roads - sophisticated accessories - low flow | Floods | Depth (m) | 0.135
3.45 | F7.4 | Roads | Motorways and trunk roads - sophisticated accessories - low flow | Floods | Depth (m) | 0.13625
3.5 | F7.4 | Roads | Motorways and trunk roads - sophisticated accessories - low flow | Floods | Depth (m) | 0.1375
3.55 | F7.4 | Roads | Motorways and trunk roads - sophisticated accessories - low flow | Floods | Depth (m) | 0.13875
3.6 | F7.4 | Roads | Motorways and trunk roads - sophisticated accessories - low flow | Floods | Depth (m) | 0.14
3.65 | F7.4 | Roads | Motorways and trunk roads - sophisticated accessories - low flow | Floods | Depth (m) | 0.14125
3.7 | F7.4 | Roads | Motorways and trunk roads - sophisticated accessories - low flow | Floods | Depth (m) | 0.1425
3.75 | F7.4 | Roads | Motorways and trunk roads - sophisticated accessories - low flow | Floods | Depth (m) | 0.14375
3.8 | F7.4 | Roads | Motorways and trunk roads - sophisticated accessories - low flow | Floods | Depth (m) | 0.145
3.85 | F7.4 | Roads | Motorways and trunk roads - sophisticated accessories - low flow | Floods | Depth (m) | 0.14625
3.9 | F7.4 | Roads | Motorways and trunk roads - sophisticated accessories - low flow | Floods | Depth (m) | 0.1475
3.95 | F7.4 | Roads | Motorways and trunk roads - sophisticated accessories - low flow | Floods | Depth (m) | 0.14875
4 | F7.4 | Roads | Motorways and trunk roads - sophisticated accessories - low flow | Floods | Depth (m) | 0.15
4.05 | F7.4 | Roads | Motorways and trunk roads - sophisticated accessories - low flow | Floods | Depth (m) | 0.15125
4.1 | F7.4 | Roads | Motorways and trunk roads - sophisticated accessories - low flow | Floods | Depth (m) | 0.1525
4.15 | F7.4 | Roads | Motorways and trunk roads - sophisticated accessories - low flow | Floods | Depth (m) | 0.15375
4.2 | F7.4 | Roads | Motorways and trunk roads - sophisticated accessories - low flow | Floods | Depth (m) | 0.155
4.25 | F7.4 | Roads | Motorways and trunk roads - sophisticated accessories - low flow | Floods | Depth (m) | 0.15625
4.3 | F7.4 | Roads | Motorways and trunk roads - sophisticated accessories - low flow | Floods | Depth (m) | 0.1575
4.35 | F7.4 | Roads | Motorways and trunk roads - sophisticated accessories - low flow | Floods | Depth (m) | 0.15875
4.4 | F7.4 | Roads | Motorways and trunk roads - sophisticated accessories - low flow | Floods | Depth (m) | 0.16
4.45 | F7.4 | Roads | Motorways and trunk roads - sophisticated accessories - low flow | Floods | Depth (m) | 0.16125
4.5 | F7.4 | Roads | Motorways and trunk roads - sophisticated accessories - low flow | Floods | Depth (m) | 0.1625
4.55 | F7.4 | Roads | Motorways and trunk roads - sophisticated accessories - low flow | Floods | Depth (m) | 0.16375
4.6 | F7.4 | Roads | Motorways and trunk roads - sophisticated accessories - low flow | Floods | Depth (m) | 0.165
4.65 | F7.4 | Roads | Motorways and trunk roads - sophisticated accessories - low flow | Floods | Depth (m) | 0.16625
4.7 | F7.4 | Roads | Motorways and trunk roads - sophisticated accessories - low flow | Floods | Depth (m) | 0.1675
4.75 | F7.4 | Roads | Motorways and trunk roads - sophisticated accessories - low flow | Floods | Depth (m) | 0.16875
4.8 | F7.4 | Roads | Motorways and trunk roads - sophisticated accessories - low flow | Floods | Depth (m) | 0.17
4.85 | F7.4 | Roads | Motorways and trunk roads - sophisticated accessories - low flow | Floods | Depth (m) | 0.17125
4.9 | F7.4 | Roads | Motorways and trunk roads - sophisticated accessories - low flow | Floods | Depth (m) | 0.1725
4.95 | F7.4 | Roads | Motorways and trunk roads - sophisticated accessories - low flow | Floods | Depth (m) | 0.17375
5 | F7.4 | Roads | Motorways and trunk roads - sophisticated accessories - low flow | Floods | Depth (m) | 0.175
5.05 | F7.4 | Roads | Motorways and trunk roads - sophisticated accessories - low flow | Floods | Depth (m) | 0.17625
5.1 | F7.4 | Roads | Motorways and trunk roads - sophisticated accessories - low flow | Floods | Depth (m) | 0.1775
5.15 | F7.4 | Roads | Motorways and trunk roads - sophisticated accessories - low flow | Floods | Depth (m) | 0.17875
5.2 | F7.4 | Roads | Motorways and trunk roads - sophisticated accessories - low flow | Floods | Depth (m) | 0.18
5.25 | F7.4 | Roads | Motorways and trunk roads - sophisticated accessories - low flow | Floods | Depth (m) | 0.18125
5.3 | F7.4 | Roads | Motorways and trunk roads - sophisticated accessories - low flow | Floods | Depth (m) | 0.1825
5.35 | F7.4 | Roads | Motorways and trunk roads - sophisticated accessories - low flow | Floods | Depth (m) | 0.18375
5.4 | F7.4 | Roads | Motorways and trunk roads - sophisticated accessories - low flow | Floods | Depth (m) | 0.185
5.45 | F7.4 | Roads | Motorways and trunk roads - sophisticated accessories - low flow | Floods | Depth (m) | 0.18625
5.5 | F7.4 | Roads | Motorways and trunk roads - sophisticated accessories - low flow | Floods | Depth (m) | 0.1875
5.55 | F7.4 | Roads | Motorways and trunk roads - sophisticated accessories - low flow | Floods | Depth (m) | 0.18875
5.6 | F7.4 | Roads | Motorways and trunk roads - sophisticated accessories - low flow | Floods | Depth (m) | 0.19
5.65 | F7.4 | Roads | Motorways and trunk roads - sophisticated accessories - low flow | Floods | Depth (m) | 0.19125
5.7 | F7.4 | Roads | Motorways and trunk roads - sophisticated accessories - low flow | Floods | Depth (m) | 0.1925
5.75 | F7.4 | Roads | Motorways and trunk roads - sophisticated accessories - low flow | Floods | Depth (m) | 0.19375
5.8 | F7.4 | Roads | Motorways and trunk roads - sophisticated accessories - low flow | Floods | Depth (m) | 0.195
5.85 | F7.4 | Roads | Motorways and trunk roads - sophisticated accessories - low flow | Floods | Depth (m) | 0.19625
5.9 | F7.4 | Roads | Motorways and trunk roads - sophisticated accessories - low flow | Floods | Depth (m) | 0.1975
5.95 | F7.4 | Roads | Motorways and trunk roads - sophisticated accessories - low flow | Floods | Depth (m) | 0.19875
6 | F7.4 | Roads | Motorways and trunk roads - sophisticated accessories - low flow | Floods | Depth (m) | 0.2
6.05 | F7.4 | Roads | Motorways and trunk roads - sophisticated accessories - low flow | Floods | Depth (m)
6.1 | F7.4 | Roads | Motorways and trunk roads - sophisticated accessories - low flow | Floods | Depth (m)
6.15 | F7.4 | Roads | Motorways and trunk roads - sophisticated accessories - low flow | Floods | Depth (m)
6.2 | F7.4 | Roads | Motorways and trunk roads - sophisticated accessories - low flow | Floods | Depth (m)
6.25 | F7.4 | Roads | Motorways and trunk roads - sophisticated accessories - low flow | Floods | Depth (m)
6.3 | F7.4 | Roads | Motorways and trunk roads - sophisticated accessories - low flow | Floods | Depth (m)
6.35 | F7.4 | Roads | Motorways and trunk roads - sophisticated accessories - low flow | Floods | Depth (m)
6.4 | F7.4 | Roads | Motorways and trunk roads - sophisticated accessories - low flow | Floods | Depth (m)
6.45 | F7.4 | Roads | Motorways and trunk roads - sophisticated accessories - low flow | Floods | Depth (m)
6.5 | F7.4 | Roads | Motorways and trunk roads - sophisticated accessories - low flow | Floods | Depth (m)
0 | F7.5 | Roads | Motorways and trunk roads - sophisticated accessories - high flow | Floods | Depth (m) | 0
0.05 | F7.5 | Roads | Motorways and trunk roads - sophisticated accessories - high flow | Floods | Depth (m) | 0.002
0.1 | F7.5 | Roads | Motorways and trunk roads - sophisticated accessories - high flow | Floods | Depth (m) | 0.004
0.15 | F7.5 | Roads | Motorways and trunk roads - sophisticated accessories - high flow | Floods | Depth (m) | 0.006
0.2 | F7.5 | Roads | Motorways and trunk roads - sophisticated accessories - high flow | Floods | Depth (m) | 0.008
0.25 | F7.5 | Roads | Motorways and trunk roads - sophisticated accessories - high flow | Floods | Depth (m) | 0.01
0.3 | F7.5 | Roads | Motorways and trunk roads - sophisticated accessories - high flow | Floods | Depth (m) | 0.012
0.35 | F7.5 | Roads | Motorways and trunk roads - sophisticated accessories - high flow | Floods | Depth (m) | 0.014
0.4 | F7.5 | Roads | Motorways and trunk roads - sophisticated accessories - high flow | Floods | Depth (m) | 0.016
0.45 | F7.5 | Roads | Motorways and trunk roads - sophisticated accessories - high flow | Floods | Depth (m) | 0.018
0.5 | F7.5 | Roads | Motorways and trunk roads - sophisticated accessories - high flow | Floods | Depth (m) | 0.02
0.55 | F7.5 | Roads | Motorways and trunk roads - sophisticated accessories - high flow | Floods | Depth (m) | 0.024
0.6 | F7.5 | Roads | Motorways and trunk roads - sophisticated accessories - high flow | Floods | Depth (m) | 0.028
0.65 | F7.5 | Roads | Motorways and trunk roads - sophisticated accessories - high flow | Floods | Depth (m) | 0.032
0.7 | F7.5 | Roads | Motorways and trunk roads - sophisticated accessories - high flow | Floods | Depth (m) | 0.036
0.75 | F7.5 | Roads | Motorways and trunk roads - sophisticated accessories - high flow | Floods | Depth (m) | 0.04
0.8 | F7.5 | Roads | Motorways and trunk roads - sophisticated accessories - high flow | Floods | Depth (m) | 0.044
0.85 | F7.5 | Roads | Motorways and trunk roads - sophisticated accessories - high flow | Floods | Depth (m) | 0.048
0.9 | F7.5 | Roads | Motorways and trunk roads - sophisticated accessories - high flow | Floods | Depth (m) | 0.052
0.95 | F7.5 | Roads | Motorways and trunk roads - sophisticated accessories - high flow | Floods | Depth (m) | 0.056
1 | F7.5 | Roads | Motorways and trunk roads - sophisticated accessories - high flow | Floods | Depth (m) | 0.06
1.05 | F7.5 | Roads | Motorways and trunk roads - sophisticated accessories - high flow | Floods | Depth (m) | 0.064
1.1 | F7.5 | Roads | Motorways and trunk roads - sophisticated accessories - high flow | Floods | Depth (m) | 0.068
1.15 | F7.5 | Roads | Motorways and trunk roads - sophisticated accessories - high flow | Floods | Depth (m) | 0.072
1.2 | F7.5 | Roads | Motorways and trunk roads - sophisticated accessories - high flow | Floods | Depth (m) | 0.076
1.25 | F7.5 | Roads | Motorways and trunk roads - sophisticated accessories - high flow | Floods | Depth (m) | 0.08
1.3 | F7.5 | Roads | Motorways and trunk roads - sophisticated accessories - high flow | Floods | Depth (m) | 0.084
1.35 | F7.5 | Roads | Motorways and trunk roads - sophisticated accessories - high flow | Floods | Depth (m) | 0.088
1.4 | F7.5 | Roads | Motorways and trunk roads - sophisticated accessories - high flow | Floods | Depth (m) | 0.092
1.45 | F7.5 | Roads | Motorways and trunk roads - sophisticated accessories - high flow | Floods | Depth (m) | 0.096
1.5 | F7.5 | Roads | Motorways and trunk roads - sophisticated accessories - high flow | Floods | Depth (m) | 0.1
1.55 | F7.5 | Roads | Motorways and trunk roads - sophisticated accessories - high flow | Floods | Depth (m) | 0.102
1.6 | F7.5 | Roads | Motorways and trunk roads - sophisticated accessories - high flow | Floods | Depth (m) | 0.104
1.65 | F7.5 | Roads | Motorways and trunk roads - sophisticated accessories - high flow | Floods | Depth (m) | 0.106
1.7 | F7.5 | Roads | Motorways and trunk roads - sophisticated accessories - high flow | Floods | Depth (m) | 0.108
1.75 | F7.5 | Roads | Motorways and trunk roads - sophisticated accessories - high flow | Floods | Depth (m) | 0.11
1.8 | F7.5 | Roads | Motorways and trunk roads - sophisticated accessories - high flow | Floods | Depth (m) | 0.112
1.85 | F7.5 | Roads | Motorways and trunk roads - sophisticated accessories - high flow | Floods | Depth (m) | 0.114
1.9 | F7.5 | Roads | Motorways and trunk roads - sophisticated accessories - high flow | Floods | Depth (m) | 0.116
1.95 | F7.5 | Roads | Motorways and trunk roads - sophisticated accessories - high flow | Floods | Depth (m) | 0.118
2 | F7.5 | Roads | Motorways and trunk roads - sophisticated accessories - high flow | Floods | Depth (m) | 0.12
2.05 | F7.5 | Roads | Motorways and trunk roads - sophisticated accessories - high flow | Floods | Depth (m) | 0.12125
2.1 | F7.5 | Roads | Motorways and trunk roads - sophisticated accessories - high flow | Floods | Depth (m) | 0.1225
2.15 | F7.5 | Roads | Motorways and trunk roads - sophisticated accessories - high flow | Floods | Depth (m) | 0.12375
2.2 | F7.5 | Roads | Motorways and trunk roads - sophisticated accessories - high flow | Floods | Depth (m) | 0.125
2.25 | F7.5 | Roads | Motorways and trunk roads - sophisticated accessories - high flow | Floods | Depth (m) | 0.12625
2.3 | F7.5 | Roads | Motorways and trunk roads - sophisticated accessories - high flow | Floods | Depth (m) | 0.1275
2.35 | F7.5 | Roads | Motorways and trunk roads - sophisticated accessories - high flow | Floods | Depth (m) | 0.12875
2.4 | F7.5 | Roads | Motorways and trunk roads - sophisticated accessories - high flow | Floods | Depth (m) | 0.13
2.45 | F7.5 | Roads | Motorways and trunk roads - sophisticated accessories - high flow | Floods | Depth (m) | 0.13125
2.5 | F7.5 | Roads | Motorways and trunk roads - sophisticated accessories - high flow | Floods | Depth (m) | 0.1325
2.55 | F7.5 | Roads | Motorways and trunk roads - sophisticated accessories - high flow | Floods | Depth (m) | 0.13375
2.6 | F7.5 | Roads | Motorways and trunk roads - sophisticated accessories - high flow | Floods | Depth (m) | 0.135
2.65 | F7.5 | Roads | Motorways and trunk roads - sophisticated accessories - high flow | Floods | Depth (m) | 0.13625
2.7 | F7.5 | Roads | Motorways and trunk roads - sophisticated accessories - high flow | Floods | Depth (m) | 0.1375
2.75 | F7.5 | Roads | Motorways and trunk roads - sophisticated accessories - high flow | Floods | Depth (m) | 0.13875
2.8 | F7.5 | Roads | Motorways and trunk roads - sophisticated accessories - high flow | Floods | Depth (m) | 0.14
2.85 | F7.5 | Roads | Motorways and trunk roads - sophisticated accessories - high flow | Floods | Depth (m) | 0.14125
2.9 | F7.5 | Roads | Motorways and trunk roads - sophisticated accessories - high flow | Floods | Depth (m) | 0.1425
2.95 | F7.5 | Roads | Motorways and trunk roads - sophisticated accessories - high flow | Floods | Depth (m) | 0.14375
3 | F7.5 | Roads | Motorways and trunk roads - sophisticated accessories - high flow | Floods | Depth (m) | 0.145
3.05 | F7.5 | Roads | Motorways and trunk roads - sophisticated accessories - high flow | Floods | Depth (m) | 0.14625
3.1 | F7.5 | Roads | Motorways and trunk roads - sophisticated accessories - high flow | Floods | Depth (m) | 0.1475
3.15 | F7.5 | Roads | Motorways and trunk roads - sophisticated accessories - high flow | Floods | Depth (m) | 0.14875
3.2 | F7.5 | Roads | Motorways and trunk roads - sophisticated accessories - high flow | Floods | Depth (m) | 0.15
3.25 | F7.5 | Roads | Motorways and trunk roads - sophisticated accessories - high flow | Floods | Depth (m) | 0.15125
3.3 | F7.5 | Roads | Motorways and trunk roads - sophisticated accessories - high flow | Floods | Depth (m) | 0.1525
3.35 | F7.5 | Roads | Motorways and trunk roads - sophisticated accessories - high flow | Floods | Depth (m) | 0.15375
3.4 | F7.5 | Roads | Motorways and trunk roads - sophisticated accessories - high flow | Floods | Depth (m) | 0.155
3.45 | F7.5 | Roads | Motorways and trunk roads - sophisticated accessories - high flow | Floods | Depth (m) | 0.15625
3.5 | F7.5 | Roads | Motorways and trunk roads - sophisticated accessories - high flow | Floods | Depth (m) | 0.1575
3.55 | F7.5 | Roads | Motorways and trunk roads - sophisticated accessories - high flow | Floods | Depth (m) | 0.15875
3.6 | F7.5 | Roads | Motorways and trunk roads - sophisticated accessories - high flow | Floods | Depth (m) | 0.16
3.65 | F7.5 | Roads | Motorways and trunk roads - sophisticated accessories - high flow | Floods | Depth (m) | 0.16125
3.7 | F7.5 | Roads | Motorways and trunk roads - sophisticated accessories - high flow | Floods | Depth (m) | 0.1625
3.75 | F7.5 | Roads | Motorways and trunk roads - sophisticated accessories - high flow | Floods | Depth (m) | 0.16375
3.8 | F7.5 | Roads | Motorways and trunk roads - sophisticated accessories - high flow | Floods | Depth (m) | 0.165
3.85 | F7.5 | Roads | Motorways and trunk roads - sophisticated accessories - high flow | Floods | Depth (m) | 0.16625
3.9 | F7.5 | Roads | Motorways and trunk roads - sophisticated accessories - high flow | Floods | Depth (m) | 0.1675
3.95 | F7.5 | Roads | Motorways and trunk roads - sophisticated accessories - high flow | Floods | Depth (m) | 0.16875
4 | F7.5 | Roads | Motorways and trunk roads - sophisticated accessories - high flow | Floods | Depth (m) | 0.17
4.05 | F7.5 | Roads | Motorways and trunk roads - sophisticated accessories - high flow | Floods | Depth (m) | 0.17125
4.1 | F7.5 | Roads | Motorways and trunk roads - sophisticated accessories - high flow | Floods | Depth (m) | 0.1725
4.15 | F7.5 | Roads | Motorways and trunk roads - sophisticated accessories - high flow | Floods | Depth (m) | 0.17375
4.2 | F7.5 | Roads | Motorways and trunk roads - sophisticated accessories - high flow | Floods | Depth (m) | 0.175
4.25 | F7.5 | Roads | Motorways and trunk roads - sophisticated accessories - high flow | Floods | Depth (m) | 0.17625
4.3 | F7.5 | Roads | Motorways and trunk roads - sophisticated accessories - high flow | Floods | Depth (m) | 0.1775
4.35 | F7.5 | Roads | Motorways and trunk roads - sophisticated accessories - high flow | Floods | Depth (m) | 0.17875
4.4 | F7.5 | Roads | Motorways and trunk roads - sophisticated accessories - high flow | Floods | Depth (m) | 0.18
4.45 | F7.5 | Roads | Motorways and trunk roads - sophisticated accessories - high flow | Floods | Depth (m) | 0.18125
4.5 | F7.5 | Roads | Motorways and trunk roads - sophisticated accessories - high flow | Floods | Depth (m) | 0.1825
4.55 | F7.5 | Roads | Motorways and trunk roads - sophisticated accessories - high flow | Floods | Depth (m) | 0.18375
4.6 | F7.5 | Roads | Motorways and trunk roads - sophisticated accessories - high flow | Floods | Depth (m) | 0.185
4.65 | F7.5 | Roads | Motorways and trunk roads - sophisticated accessories - high flow | Floods | Depth (m) | 0.18625
4.7 | F7.5 | Roads | Motorways and trunk roads - sophisticated accessories - high flow | Floods | Depth (m) | 0.1875
4.75 | F7.5 | Roads | Motorways and trunk roads - sophisticated accessories - high flow | Floods | Depth (m) | 0.18875
4.8 | F7.5 | Roads | Motorways and trunk roads - sophisticated accessories - high flow | Floods | Depth (m) | 0.19
4.85 | F7.5 | Roads | Motorways and trunk roads - sophisticated accessories - high flow | Floods | Depth (m) | 0.19125
4.9 | F7.5 | Roads | Motorways and trunk roads - sophisticated accessories - high flow | Floods | Depth (m) | 0.1925
4.95 | F7.5 | Roads | Motorways and trunk roads - sophisticated accessories - high flow | Floods | Depth (m) | 0.19375
5 | F7.5 | Roads | Motorways and trunk roads - sophisticated accessories - high flow | Floods | Depth (m) | 0.195
5.05 | F7.5 | Roads | Motorways and trunk roads - sophisticated accessories - high flow | Floods | Depth (m) | 0.19625
5.1 | F7.5 | Roads | Motorways and trunk roads - sophisticated accessories - high flow | Floods | Depth (m) | 0.1975
5.15 | F7.5 | Roads | Motorways and trunk roads - sophisticated accessories - high flow | Floods | Depth (m) | 0.19875
5.2 | F7.5 | Roads | Motorways and trunk roads - sophisticated accessories - high flow | Floods | Depth (m) | 0.2
5.25 | F7.5 | Roads | Motorways and trunk roads - sophisticated accessories - high flow | Floods | Depth (m) | 0.20125
5.3 | F7.5 | Roads | Motorways and trunk roads - sophisticated accessories - high flow | Floods | Depth (m) | 0.2025
5.35 | F7.5 | Roads | Motorways and trunk roads - sophisticated accessories - high flow | Floods | Depth (m) | 0.20375
5.4 | F7.5 | Roads | Motorways and trunk roads - sophisticated accessories - high flow | Floods | Depth (m) | 0.205
5.45 | F7.5 | Roads | Motorways and trunk roads - sophisticated accessories - high flow | Floods | Depth (m) | 0.20625
5.5 | F7.5 | Roads | Motorways and trunk roads - sophisticated accessories - high flow | Floods | Depth (m) | 0.2075
5.55 | F7.5 | Roads | Motorways and trunk roads - sophisticated accessories - high flow | Floods | Depth (m) | 0.20875
5.6 | F7.5 | Roads | Motorways and trunk roads - sophisticated accessories - high flow | Floods | Depth (m) | 0.21
5.65 | F7.5 | Roads | Motorways and trunk roads - sophisticated accessories - high flow | Floods | Depth (m) | 0.21125
5.7 | F7.5 | Roads | Motorways and trunk roads - sophisticated accessories - high flow | Floods | Depth (m) | 0.2125
5.75 | F7.5 | Roads | Motorways and trunk roads - sophisticated accessories - high flow | Floods | Depth (m) | 0.21375
5.8 | F7.5 | Roads | Motorways and trunk roads - sophisticated accessories - high flow | Floods | Depth (m) | 0.215
5.85 | F7.5 | Roads | Motorways and trunk roads - sophisticated accessories - high flow | Floods | Depth (m) | 0.21625
5.9 | F7.5 | Roads | Motorways and trunk roads - sophisticated accessories - high flow | Floods | Depth (m) | 0.2175
5.95 | F7.5 | Roads | Motorways and trunk roads - sophisticated accessories - high flow | Floods | Depth (m) | 0.21875
6 | F7.5 | Roads | Motorways and trunk roads - sophisticated accessories - high flow | Floods | Depth (m) | 0.22
6.05 | F7.5 | Roads | Motorways and trunk roads - sophisticated accessories - high flow | Floods | Depth (m)
6.1 | F7.5 | Roads | Motorways and trunk roads - sophisticated accessories - high flow | Floods | Depth (m)
6.15 | F7.5 | Roads | Motorways and trunk roads - sophisticated accessories - high flow | Floods | Depth (m)
6.2 | F7.5 | Roads | Motorways and trunk roads - sophisticated accessories - high flow | Floods | Depth (m)
6.25 | F7.5 | Roads | Motorways and trunk roads - sophisticated accessories - high flow | Floods | Depth (m)
6.3 | F7.5 | Roads | Motorways and trunk roads - sophisticated accessories - high flow | Floods | Depth (m)
6.35 | F7.5 | Roads | Motorways and trunk roads - sophisticated accessories - high flow | Floods | Depth (m)
6.4 | F7.5 | Roads | Motorways and trunk roads - sophisticated accessories - high flow | Floods | Depth (m)
6.45 | F7.5 | Roads | Motorways and trunk roads - sophisticated accessories - high flow | Floods | Depth (m)
6.5 | F7.5 | Roads | Motorways and trunk roads - sophisticated accessories - high flow | Floods | Depth (m)
0 | F7.6 | Roads | Motorways and trunk roads - without sophisticated accessories - low flow | Floods | Depth (m) | 0
0.05 | F7.6 | Roads | Motorways and trunk roads - without sophisticated accessories - low flow | Floods | Depth (m) | 0.0002
0.1 | F7.6 | Roads | Motorways and trunk roads - without sophisticated accessories - low flow | Floods | Depth (m) | 0.0004
0.15 | F7.6 | Roads | Motorways and trunk roads - without sophisticated accessories - low flow | Floods | Depth (m) | 0.0006
0.2 | F7.6 | Roads | Motorways and trunk roads - without sophisticated accessories - low flow | Floods | Depth (m) | 0.0008
0.25 | F7.6 | Roads | Motorways and trunk roads - without sophisticated accessories - low flow | Floods | Depth (m) | 0.001
0.3 | F7.6 | Roads | Motorways and trunk roads - without sophisticated accessories - low flow | Floods | Depth (m) | 0.0012
0.35 | F7.6 | Roads | Motorways and trunk roads - without sophisticated accessories - low flow | Floods | Depth (m) | 0.0014
0.4 | F7.6 | Roads | Motorways and trunk roads - without sophisticated accessories - low flow | Floods | Depth (m) | 0.0016
0.45 | F7.6 | Roads | Motorways and trunk roads - without sophisticated accessories - low flow | Floods | Depth (m) | 0.0018
0.5 | F7.6 | Roads | Motorways and trunk roads - without sophisticated accessories - low flow | Floods | Depth (m) | 0.002
0.55 | F7.6 | Roads | Motorways and trunk roads - without sophisticated accessories - low flow | Floods | Depth (m) | 0.0022
0.6 | F7.6 | Roads | Motorways and trunk roads - without sophisticated accessories - low flow | Floods | Depth (m) | 0.0024
0.65 | F7.6 | Roads | Motorways and trunk roads - without sophisticated accessories - low flow | Floods | Depth (m) | 0.0026
0.7 | F7.6 | Roads | Motorways and trunk roads - without sophisticated accessories - low flow | Floods | Depth (m) | 0.0028
0.75 | F7.6 | Roads | Motorways and trunk roads - without sophisticated accessories - low flow | Floods | Depth (m) | 0.003
0.8 | F7.6 | Roads | Motorways and trunk roads - without sophisticated accessories - low flow | Floods | Depth (m) | 0.0032
0.85 | F7.6 | Roads | Motorways and trunk roads - without sophisticated accessories - low flow | Floods | Depth (m) | 0.0034
0.9 | F7.6 | Roads | Motorways and trunk roads - without sophisticated accessories - low flow | Floods | Depth (m) | 0.0036
0.95 | F7.6 | Roads | Motorways and trunk roads - without sophisticated accessories - low flow | Floods | Depth (m) | 0.0038
1 | F7.6 | Roads | Motorways and trunk roads - without sophisticated accessories - low flow | Floods | Depth (m) | 0.004
1.05 | F7.6 | Roads | Motorways and trunk roads - without sophisticated accessories - low flow | Floods | Depth (m) | 0.0061
1.1 | F7.6 | Roads | Motorways and trunk roads - without sophisticated accessories - low flow | Floods | Depth (m) | 0.0082
1.15 | F7.6 | Roads | Motorways and trunk roads - without sophisticated accessories - low flow | Floods | Depth (m) | 0.0103
1.2 | F7.6 | Roads | Motorways and trunk roads - without sophisticated accessories - low flow | Floods | Depth (m) | 0.0124
1.25 | F7.6 | Roads | Motorways and trunk roads - without sophisticated accessories - low flow | Floods | Depth (m) | 0.0145
1.3 | F7.6 | Roads | Motorways and trunk roads - without sophisticated accessories - low flow | Floods | Depth (m) | 0.0166
1.35 | F7.6 | Roads | Motorways and trunk roads - without sophisticated accessories - low flow | Floods | Depth (m) | 0.0187
1.4 | F7.6 | Roads | Motorways and trunk roads - without sophisticated accessories - low flow | Floods | Depth (m) | 0.0208
1.45 | F7.6 | Roads | Motorways and trunk roads - without sophisticated accessories - low flow | Floods | Depth (m) | 0.0229
1.5 | F7.6 | Roads | Motorways and trunk roads - without sophisticated accessories - low flow | Floods | Depth (m) | 0.025
1.55 | F7.6 | Roads | Motorways and trunk roads - without sophisticated accessories - low flow | Floods | Depth (m) | 0.0255
1.6 | F7.6 | Roads | Motorways and trunk roads - without sophisticated accessories - low flow | Floods | Depth (m) | 0.026
1.65 | F7.6 | Roads | Motorways and trunk roads - without sophisticated accessories - low flow | Floods | Depth (m) | 0.0265
1.7 | F7.6 | Roads | Motorways and trunk roads - without sophisticated accessories - low flow | Floods | Depth (m) | 0.027
1.75 | F7.6 | Roads | Motorways and trunk roads - without sophisticated accessories - low flow | Floods | Depth (m) | 0.0275
1.8 | F7.6 | Roads | Motorways and trunk roads - without sophisticated accessories - low flow | Floods | Depth (m) | 0.028
1.85 | F7.6 | Roads | Motorways and trunk roads - without sophisticated accessories - low flow | Floods | Depth (m) | 0.0285
1.9 | F7.6 | Roads | Motorways and trunk roads - without sophisticated accessories - low flow | Floods | Depth (m) | 0.029
1.95 | F7.6 | Roads | Motorways and trunk roads - without sophisticated accessories - low flow | Floods | Depth (m) | 0.0295
2 | F7.6 | Roads | Motorways and trunk roads - without sophisticated accessories - low flow | Floods | Depth (m) | 0.03
2.05 | F7.6 | Roads | Motorways and trunk roads - without sophisticated accessories - low flow | Floods | Depth (m) | 0.030125
2.1 | F7.6 | Roads | Motorways and trunk roads - without sophisticated accessories - low flow | Floods | Depth (m) | 0.03025
2.15 | F7.6 | Roads | Motorways and trunk roads - without sophisticated accessories - low flow | Floods | Depth (m) | 0.030375
2.2 | F7.6 | Roads | Motorways and trunk roads - without sophisticated accessories - low flow | Floods | Depth (m) | 0.0305
2.25 | F7.6 | Roads | Motorways and trunk roads - without sophisticated accessories - low flow | Floods | Depth (m) | 0.030625
2.3 | F7.6 | Roads | Motorways and trunk roads - without sophisticated accessories - low flow | Floods | Depth (m) | 0.03075
2.35 | F7.6 | Roads | Motorways and trunk roads - without sophisticated accessories - low flow | Floods | Depth (m) | 0.030875
2.4 | F7.6 | Roads | Motorways and trunk roads - without sophisticated accessories - low flow | Floods | Depth (m) | 0.031
2.45 | F7.6 | Roads | Motorways and trunk roads - without sophisticated accessories - low flow | Floods | Depth (m) | 0.031125
2.5 | F7.6 | Roads | Motorways and trunk roads - without sophisticated accessories - low flow | Floods | Depth (m) | 0.03125
2.55 | F7.6 | Roads | Motorways and trunk roads - without sophisticated accessories - low flow | Floods | Depth (m) | 0.031375
2.6 | F7.6 | Roads | Motorways and trunk roads - without sophisticated accessories - low flow | Floods | Depth (m) | 0.0315
2.65 | F7.6 | Roads | Motorways and trunk roads - without sophisticated accessories - low flow | Floods | Depth (m) | 0.031625
2.7 | F7.6 | Roads | Motorways and trunk roads - without sophisticated accessories - low flow | Floods | Depth (m) | 0.03175
2.75 | F7.6 | Roads | Motorways and trunk roads - without sophisticated accessories - low flow | Floods | Depth (m) | 0.031875
2.8 | F7.6 | Roads | Motorways and trunk roads - without sophisticated accessories - low flow | Floods | Depth (m) | 0.032
2.85 | F7.6 | Roads | Motorways and trunk roads - without sophisticated accessories - low flow | Floods | Depth (m) | 0.032125
2.9 | F7.6 | Roads | Motorways and trunk roads - without sophisticated accessories - low flow | Floods | Depth (m) | 0.03225
2.95 | F7.6 | Roads | Motorways and trunk roads - without sophisticated accessories - low flow | Floods | Depth (m) | 0.032375
3 | F7.6 | Roads | Motorways and trunk roads - without sophisticated accessories - low flow | Floods | Depth (m) | 0.0325
3.05 | F7.6 | Roads | Motorways and trunk roads - without sophisticated accessories - low flow | Floods | Depth (m) | 0.032625
3.1 | F7.6 | Roads | Motorways and trunk roads - without sophisticated accessories - low flow | Floods | Depth (m) | 0.03275
3.15 | F7.6 | Roads | Motorways and trunk roads - without sophisticated accessories - low flow | Floods | Depth (m) | 0.032875
3.2 | F7.6 | Roads | Motorways and trunk roads - without sophisticated accessories - low flow | Floods | Depth (m) | 0.033
3.25 | F7.6 | Roads | Motorways and trunk roads - without sophisticated accessories - low flow | Floods | Depth (m) | 0.033125
3.3 | F7.6 | Roads | Motorways and trunk roads - without sophisticated accessories - low flow | Floods | Depth (m) | 0.03325
3.35 | F7.6 | Roads | Motorways and trunk roads - without sophisticated accessories - low flow | Floods | Depth (m) | 0.033375
3.4 | F7.6 | Roads | Motorways and trunk roads - without sophisticated accessories - low flow | Floods | Depth (m) | 0.0335
3.45 | F7.6 | Roads | Motorways and trunk roads - without sophisticated accessories - low flow | Floods | Depth (m) | 0.033625
3.5 | F7.6 | Roads | Motorways and trunk roads - without sophisticated accessories - low flow | Floods | Depth (m) | 0.03375
3.55 | F7.6 | Roads | Motorways and trunk roads - without sophisticated accessories - low flow | Floods | Depth (m) | 0.033875
3.6 | F7.6 | Roads | Motorways and trunk roads - without sophisticated accessories - low flow | Floods | Depth (m) | 0.034
3.65 | F7.6 | Roads | Motorways and trunk roads - without sophisticated accessories - low flow | Floods | Depth (m) | 0.034125
3.7 | F7.6 | Roads | Motorways and trunk roads - without sophisticated accessories - low flow | Floods | Depth (m) | 0.03425
3.75 | F7.6 | Roads | Motorways and trunk roads - without sophisticated accessories - low flow | Floods | Depth (m) | 0.034375
3.8 | F7.6 | Roads | Motorways and trunk roads - without sophisticated accessories - low flow | Floods | Depth (m) | 0.0345
3.85 | F7.6 | Roads | Motorways and trunk roads - without sophisticated accessories - low flow | Floods | Depth (m) | 0.034625
3.9 | F7.6 | Roads | Motorways and trunk roads - without sophisticated accessories - low flow | Floods | Depth (m) | 0.03475
3.95 | F7.6 | Roads | Motorways and trunk roads - without sophisticated accessories - low flow | Floods | Depth (m) | 0.034875
4 | F7.6 | Roads | Motorways and trunk roads - without sophisticated accessories - low flow | Floods | Depth (m) | 0.035
4.05 | F7.6 | Roads | Motorways and trunk roads - without sophisticated accessories - low flow | Floods | Depth (m) | 0.035125
4.1 | F7.6 | Roads | Motorways and trunk roads - without sophisticated accessories - low flow | Floods | Depth (m) | 0.03525
4.15 | F7.6 | Roads | Motorways and trunk roads - without sophisticated accessories - low flow | Floods | Depth (m) | 0.035375
4.2 | F7.6 | Roads | Motorways and trunk roads - without sophisticated accessories - low flow | Floods | Depth (m) | 0.0355
4.25 | F7.6 | Roads | Motorways and trunk roads - without sophisticated accessories - low flow | Floods | Depth (m) | 0.035625
4.3 | F7.6 | Roads | Motorways and trunk roads - without sophisticated accessories - low flow | Floods | Depth (m) | 0.03575
4.35 | F7.6 | Roads | Motorways and trunk roads - without sophisticated accessories - low flow | Floods | Depth (m) | 0.035875
4.4 | F7.6 | Roads | Motorways and trunk roads - without sophisticated accessories - low flow | Floods | Depth (m) | 0.036
4.45 | F7.6 | Roads | Motorways and trunk roads - without sophisticated accessories - low flow | Floods | Depth (m) | 0.036125
4.5 | F7.6 | Roads | Motorways and trunk roads - without sophisticated accessories - low flow | Floods | Depth (m) | 0.03625
4.55 | F7.6 | Roads | Motorways and trunk roads - without sophisticated accessories - low flow | Floods | Depth (m) | 0.036375
4.6 | F7.6 | Roads | Motorways and trunk roads - without sophisticated accessories - low flow | Floods | Depth (m) | 0.0365
4.65 | F7.6 | Roads | Motorways and trunk roads - without sophisticated accessories - low flow | Floods | Depth (m) | 0.036625
4.7 | F7.6 | Roads | Motorways and trunk roads - without sophisticated accessories - low flow | Floods | Depth (m) | 0.03675
4.75 | F7.6 | Roads | Motorways and trunk roads - without sophisticated accessories - low flow | Floods | Depth (m) | 0.036875
4.8 | F7.6 | Roads | Motorways and trunk roads - without sophisticated accessories - low flow | Floods | Depth (m) | 0.037
4.85 | F7.6 | Roads | Motorways and trunk roads - without sophisticated accessories - low flow | Floods | Depth (m) | 0.037125
4.9 | F7.6 | Roads | Motorways and trunk roads - without sophisticated accessories - low flow | Floods | Depth (m) | 0.03725
4.95 | F7.6 | Roads | Motorways and trunk roads - without sophisticated accessories - low flow | Floods | Depth (m) | 0.037375
5 | F7.6 | Roads | Motorways and trunk roads - without sophisticated accessories - low flow | Floods | Depth (m) | 0.0375
5.05 | F7.6 | Roads | Motorways and trunk roads - without sophisticated accessories - low flow | Floods | Depth (m) | 0.037625
5.1 | F7.6 | Roads | Motorways and trunk roads - without sophisticated accessories - low flow | Floods | Depth (m) | 0.03775
5.15 | F7.6 | Roads | Motorways and trunk roads - without sophisticated accessories - low flow | Floods | Depth (m) | 0.037875
5.2 | F7.6 | Roads | Motorways and trunk roads - without sophisticated accessories - low flow | Floods | Depth (m) | 0.038
5.25 | F7.6 | Roads | Motorways and trunk roads - without sophisticated accessories - low flow | Floods | Depth (m) | 0.038125
5.3 | F7.6 | Roads | Motorways and trunk roads - without sophisticated accessories - low flow | Floods | Depth (m) | 0.03825
5.35 | F7.6 | Roads | Motorways and trunk roads - without sophisticated accessories - low flow | Floods | Depth (m) | 0.038375
5.4 | F7.6 | Roads | Motorways and trunk roads - without sophisticated accessories - low flow | Floods | Depth (m) | 0.0385
5.45 | F7.6 | Roads | Motorways and trunk roads - without sophisticated accessories - low flow | Floods | Depth (m) | 0.038625
5.5 | F7.6 | Roads | Motorways and trunk roads - without sophisticated accessories - low flow | Floods | Depth (m) | 0.03875
5.55 | F7.6 | Roads | Motorways and trunk roads - without sophisticated accessories - low flow | Floods | Depth (m) | 0.038875
5.6 | F7.6 | Roads | Motorways and trunk roads - without sophisticated accessories - low flow | Floods | Depth (m) | 0.039
5.65 | F7.6 | Roads | Motorways and trunk roads - without sophisticated accessories - low flow | Floods | Depth (m) | 0.039125
5.7 | F7.6 | Roads | Motorways and trunk roads - without sophisticated accessories - low flow | Floods | Depth (m) | 0.03925
5.75 | F7.6 | Roads | Motorways and trunk roads - without sophisticated accessories - low flow | Floods | Depth (m) | 0.039375
5.8 | F7.6 | Roads | Motorways and trunk roads - without sophisticated accessories - low flow | Floods | Depth (m) | 0.0395
5.85 | F7.6 | Roads | Motorways and trunk roads - without sophisticated accessories - low flow | Floods | Depth (m) | 0.039625
5.9 | F7.6 | Roads | Motorways and trunk roads - without sophisticated accessories - low flow | Floods | Depth (m) | 0.03975
5.95 | F7.6 | Roads | Motorways and trunk roads - without sophisticated accessories - low flow | Floods | Depth (m) | 0.039875
6 | F7.6 | Roads | Motorways and trunk roads - without sophisticated accessories - low flow | Floods | Depth (m) | 0.04
6.05 | F7.6 | Roads | Motorways and trunk roads - without sophisticated accessories - low flow | Floods | Depth (m)
6.1 | F7.6 | Roads | Motorways and trunk roads - without sophisticated accessories - low flow | Floods | Depth (m)
6.15 | F7.6 | Roads | Motorways and trunk roads - without sophisticated accessories - low flow | Floods | Depth (m)
6.2 | F7.6 | Roads | Motorways and trunk roads - without sophisticated accessories - low flow | Floods | Depth (m)
6.25 | F7.6 | Roads | Motorways and trunk roads - without sophisticated accessories - low flow | Floods | Depth (m)
6.3 | F7.6 | Roads | Motorways and trunk roads - without sophisticated accessories - low flow | Floods | Depth (m)
6.35 | F7.6 | Roads | Motorways and trunk roads - without sophisticated accessories - low flow | Floods | Depth (m)
6.4 | F7.6 | Roads | Motorways and trunk roads - without sophisticated accessories - low flow | Floods | Depth (m)
6.45 | F7.6 | Roads | Motorways and trunk roads - without sophisticated accessories - low flow | Floods | Depth (m)
6.5 | F7.6 | Roads | Motorways and trunk roads - without sophisticated accessories - low flow | Floods | Depth (m)
0 | F7.7 | Roads | Motorways and trunk roads - without sophisticated accessories - high flow | Floods | Depth (m) | 0
0.05 | F7.7 | Roads | Motorways and trunk roads - without sophisticated accessories - high flow | Floods | Depth (m) | 0.0015
0.1 | F7.7 | Roads | Motorways and trunk roads - without sophisticated accessories - high flow | Floods | Depth (m) | 0.003
0.15 | F7.7 | Roads | Motorways and trunk roads - without sophisticated accessories - high flow | Floods | Depth (m) | 0.0045
0.2 | F7.7 | Roads | Motorways and trunk roads - without sophisticated accessories - high flow | Floods | Depth (m) | 0.006
0.25 | F7.7 | Roads | Motorways and trunk roads - without sophisticated accessories - high flow | Floods | Depth (m) | 0.0075
0.3 | F7.7 | Roads | Motorways and trunk roads - without sophisticated accessories - high flow | Floods | Depth (m) | 0.009
0.35 | F7.7 | Roads | Motorways and trunk roads - without sophisticated accessories - high flow | Floods | Depth (m) | 0.0105
0.4 | F7.7 | Roads | Motorways and trunk roads - without sophisticated accessories - high flow | Floods | Depth (m) | 0.012
0.45 | F7.7 | Roads | Motorways and trunk roads - without sophisticated accessories - high flow | Floods | Depth (m) | 0.0135
0.5 | F7.7 | Roads | Motorways and trunk roads - without sophisticated accessories - high flow | Floods | Depth (m) | 0.015
0.55 | F7.7 | Roads | Motorways and trunk roads - without sophisticated accessories - high flow | Floods | Depth (m) | 0.0175
0.6 | F7.7 | Roads | Motorways and trunk roads - without sophisticated accessories - high flow | Floods | Depth (m) | 0.02
0.65 | F7.7 | Roads | Motorways and trunk roads - without sophisticated accessories - high flow | Floods | Depth (m) | 0.0225
0.7 | F7.7 | Roads | Motorways and trunk roads - without sophisticated accessories - high flow | Floods | Depth (m) | 0.025
0.75 | F7.7 | Roads | Motorways and trunk roads - without sophisticated accessories - high flow | Floods | Depth (m) | 0.0275
0.8 | F7.7 | Roads | Motorways and trunk roads - without sophisticated accessories - high flow | Floods | Depth (m) | 0.03
0.85 | F7.7 | Roads | Motorways and trunk roads - without sophisticated accessories - high flow | Floods | Depth (m) | 0.0325
0.9 | F7.7 | Roads | Motorways and trunk roads - without sophisticated accessories - high flow | Floods | Depth (m) | 0.035
0.95 | F7.7 | Roads | Motorways and trunk roads - without sophisticated accessories - high flow | Floods | Depth (m) | 0.0375
1 | F7.7 | Roads | Motorways and trunk roads - without sophisticated accessories - high flow | Floods | Depth (m) | 0.04
1.05 | F7.7 | Roads | Motorways and trunk roads - without sophisticated accessories - high flow | Floods | Depth (m) | 0.056
1.1 | F7.7 | Roads | Motorways and trunk roads - without sophisticated accessories - high flow | Floods | Depth (m) | 0.072
1.15 | F7.7 | Roads | Motorways and trunk roads - without sophisticated accessories - high flow | Floods | Depth (m) | 0.088
1.2 | F7.7 | Roads | Motorways and trunk roads - without sophisticated accessories - high flow | Floods | Depth (m) | 0.104
1.25 | F7.7 | Roads | Motorways and trunk roads - without sophisticated accessories - high flow | Floods | Depth (m) | 0.12
1.3 | F7.7 | Roads | Motorways and trunk roads - without sophisticated accessories - high flow | Floods | Depth (m) | 0.136
1.35 | F7.7 | Roads | Motorways and trunk roads - without sophisticated accessories - high flow | Floods | Depth (m) | 0.152
1.4 | F7.7 | Roads | Motorways and trunk roads - without sophisticated accessories - high flow | Floods | Depth (m) | 0.168
1.45 | F7.7 | Roads | Motorways and trunk roads - without sophisticated accessories - high flow | Floods | Depth (m) | 0.184
1.5 | F7.7 | Roads | Motorways and trunk roads - without sophisticated accessories - high flow | Floods | Depth (m) | 0.2
1.55 | F7.7 | Roads | Motorways and trunk roads - without sophisticated accessories - high flow | Floods | Depth (m) | 0.205
1.6 | F7.7 | Roads | Motorways and trunk roads - without sophisticated accessories - high flow | Floods | Depth (m) | 0.21
1.65 | F7.7 | Roads | Motorways and trunk roads - without sophisticated accessories - high flow | Floods | Depth (m) | 0.215
1.7 | F7.7 | Roads | Motorways and trunk roads - without sophisticated accessories - high flow | Floods | Depth (m) | 0.22
1.75 | F7.7 | Roads | Motorways and trunk roads - without sophisticated accessories - high flow | Floods | Depth (m) | 0.225
1.8 | F7.7 | Roads | Motorways and trunk roads - without sophisticated accessories - high flow | Floods | Depth (m) | 0.23
1.85 | F7.7 | Roads | Motorways and trunk roads - without sophisticated accessories - high flow | Floods | Depth (m) | 0.235
1.9 | F7.7 | Roads | Motorways and trunk roads - without sophisticated accessories - high flow | Floods | Depth (m) | 0.24
1.95 | F7.7 | Roads | Motorways and trunk roads - without sophisticated accessories - high flow | Floods | Depth (m) | 0.245
2 | F7.7 | Roads | Motorways and trunk roads - without sophisticated accessories - high flow | Floods | Depth (m) | 0.25
2.05 | F7.7 | Roads | Motorways and trunk roads - without sophisticated accessories - high flow | Floods | Depth (m) | 0.25125
2.1 | F7.7 | Roads | Motorways and trunk roads - without sophisticated accessories - high flow | Floods | Depth (m) | 0.2525
2.15 | F7.7 | Roads | Motorways and trunk roads - without sophisticated accessories - high flow | Floods | Depth (m) | 0.25375
2.2 | F7.7 | Roads | Motorways and trunk roads - without sophisticated accessories - high flow | Floods | Depth (m) | 0.255
2.25 | F7.7 | Roads | Motorways and trunk roads - without sophisticated accessories - high flow | Floods | Depth (m) | 0.25625
2.3 | F7.7 | Roads | Motorways and trunk roads - without sophisticated accessories - high flow | Floods | Depth (m) | 0.2575
2.35 | F7.7 | Roads | Motorways and trunk roads - without sophisticated accessories - high flow | Floods | Depth (m) | 0.25875
2.4 | F7.7 | Roads | Motorways and trunk roads - without sophisticated accessories - high flow | Floods | Depth (m) | 0.26
2.45 | F7.7 | Roads | Motorways and trunk roads - without sophisticated accessories - high flow | Floods | Depth (m) | 0.26125
2.5 | F7.7 | Roads | Motorways and trunk roads - without sophisticated accessories - high flow | Floods | Depth (m) | 0.2625
2.55 | F7.7 | Roads | Motorways and trunk roads - without sophisticated accessories - high flow | Floods | Depth (m) | 0.26375
2.6 | F7.7 | Roads | Motorways and trunk roads - without sophisticated accessories - high flow | Floods | Depth (m) | 0.265
2.65 | F7.7 | Roads | Motorways and trunk roads - without sophisticated accessories - high flow | Floods | Depth (m) | 0.26625
2.7 | F7.7 | Roads | Motorways and trunk roads - without sophisticated accessories - high flow | Floods | Depth (m) | 0.2675
2.75 | F7.7 | Roads | Motorways and trunk roads - without sophisticated accessories - high flow | Floods | Depth (m) | 0.26875
2.8 | F7.7 | Roads | Motorways and trunk roads - without sophisticated accessories - high flow | Floods | Depth (m) | 0.27
2.85 | F7.7 | Roads | Motorways and trunk roads - without sophisticated accessories - high flow | Floods | Depth (m) | 0.27125
2.9 | F7.7 | Roads | Motorways and trunk roads - without sophisticated accessories - high flow | Floods | Depth (m) | 0.2725
2.95 | F7.7 | Roads | Motorways and trunk roads - without sophisticated accessories - high flow | Floods | Depth (m) | 0.27375
3 | F7.7 | Roads | Motorways and trunk roads - without sophisticated accessories - high flow | Floods | Depth (m) | 0.275
3.05 | F7.7 | Roads | Motorways and trunk roads - without sophisticated accessories - high flow | Floods | Depth (m) | 0.27625
3.1 | F7.7 | Roads | Motorways and trunk roads - without sophisticated accessories - high flow | Floods | Depth (m) | 0.2775
3.15 | F7.7 | Roads | Motorways and trunk roads - without sophisticated accessories - high flow | Floods | Depth (m) | 0.27875
3.2 | F7.7 | Roads | Motorways and trunk roads - without sophisticated accessories - high flow | Floods | Depth (m) | 0.28
3.25 | F7.7 | Roads | Motorways and trunk roads - without sophisticated accessories - high flow | Floods | Depth (m) | 0.28125
3.3 | F7.7 | Roads | Motorways and trunk roads - without sophisticated accessories - high flow | Floods | Depth (m) | 0.2825
3.35 | F7.7 | Roads | Motorways and trunk roads - without sophisticated accessories - high flow | Floods | Depth (m) | 0.28375
3.4 | F7.7 | Roads | Motorways and trunk roads - without sophisticated accessories - high flow | Floods | Depth (m) | 0.285
3.45 | F7.7 | Roads | Motorways and trunk roads - without sophisticated accessories - high flow | Floods | Depth (m) | 0.28625
3.5 | F7.7 | Roads | Motorways and trunk roads - without sophisticated accessories - high flow | Floods | Depth (m) | 0.2875
3.55 | F7.7 | Roads | Motorways and trunk roads - without sophisticated accessories - high flow | Floods | Depth (m) | 0.28875
3.6 | F7.7 | Roads | Motorways and trunk roads - without sophisticated accessories - high flow | Floods | Depth (m) | 0.29
3.65 | F7.7 | Roads | Motorways and trunk roads - without sophisticated accessories - high flow | Floods | Depth (m) | 0.29125
3.7 | F7.7 | Roads | Motorways and trunk roads - without sophisticated accessories - high flow | Floods | Depth (m) | 0.2925
3.75 | F7.7 | Roads | Motorways and trunk roads - without sophisticated accessories - high flow | Floods | Depth (m) | 0.29375
3.8 | F7.7 | Roads | Motorways and trunk roads - without sophisticated accessories - high flow | Floods | Depth (m) | 0.295
3.85 | F7.7 | Roads | Motorways and trunk roads - without sophisticated accessories - high flow | Floods | Depth (m) | 0.29625
3.9 | F7.7 | Roads | Motorways and trunk roads - without sophisticated accessories - high flow | Floods | Depth (m) | 0.2975
3.95 | F7.7 | Roads | Motorways and trunk roads - without sophisticated accessories - high flow | Floods | Depth (m) | 0.29875
4 | F7.7 | Roads | Motorways and trunk roads - without sophisticated accessories - high flow | Floods | Depth (m) | 0.3
4.05 | F7.7 | Roads | Motorways and trunk roads - without sophisticated accessories - high flow | Floods | Depth (m) | 0.30125
4.1 | F7.7 | Roads | Motorways and trunk roads - without sophisticated accessories - high flow | Floods | Depth (m) | 0.3025
4.15 | F7.7 | Roads | Motorways and trunk roads - without sophisticated accessories - high flow | Floods | Depth (m) | 0.30375
4.2 | F7.7 | Roads | Motorways and trunk roads - without sophisticated accessories - high flow | Floods | Depth (m) | 0.305
4.25 | F7.7 | Roads | Motorways and trunk roads - without sophisticated accessories - high flow | Floods | Depth (m) | 0.30625
4.3 | F7.7 | Roads | Motorways and trunk roads - without sophisticated accessories - high flow | Floods | Depth (m) | 0.3075
4.35 | F7.7 | Roads | Motorways and trunk roads - without sophisticated accessories - high flow | Floods | Depth (m) | 0.30875
4.4 | F7.7 | Roads | Motorways and trunk roads - without sophisticated accessories - high flow | Floods | Depth (m) | 0.31
4.45 | F7.7 | Roads | Motorways and trunk roads - without sophisticated accessories - high flow | Floods | Depth (m) | 0.31125
4.5 | F7.7 | Roads | Motorways and trunk roads - without sophisticated accessories - high flow | Floods | Depth (m) | 0.3125
4.55 | F7.7 | Roads | Motorways and trunk roads - without sophisticated accessories - high flow | Floods | Depth (m) | 0.31375
4.6 | F7.7 | Roads | Motorways and trunk roads - without sophisticated accessories - high flow | Floods | Depth (m) | 0.315
4.65 | F7.7 | Roads | Motorways and trunk roads - without sophisticated accessories - high flow | Floods | Depth (m) | 0.31625
4.7 | F7.7 | Roads | Motorways and trunk roads - without sophisticated accessories - high flow | Floods | Depth (m) | 0.3175
4.75 | F7.7 | Roads | Motorways and trunk roads - without sophisticated accessories - high flow | Floods | Depth (m) | 0.31875
4.8 | F7.7 | Roads | Motorways and trunk roads - without sophisticated accessories - high flow | Floods | Depth (m) | 0.32
4.85 | F7.7 | Roads | Motorways and trunk roads - without sophisticated accessories - high flow | Floods | Depth (m) | 0.32125
4.9 | F7.7 | Roads | Motorways and trunk roads - without sophisticated accessories - high flow | Floods | Depth (m) | 0.3225
4.95 | F7.7 | Roads | Motorways and trunk roads - without sophisticated accessories - high flow | Floods | Depth (m) | 0.32375
5 | F7.7 | Roads | Motorways and trunk roads - without sophisticated accessories - high flow | Floods | Depth (m) | 0.325
5.05 | F7.7 | Roads | Motorways and trunk roads - without sophisticated accessories - high flow | Floods | Depth (m) | 0.32625
5.1 | F7.7 | Roads | Motorways and trunk roads - without sophisticated accessories - high flow | Floods | Depth (m) | 0.3275
5.15 | F7.7 | Roads | Motorways and trunk roads - without sophisticated accessories - high flow | Floods | Depth (m) | 0.32875
5.2 | F7.7 | Roads | Motorways and trunk roads - without sophisticated accessories - high flow | Floods | Depth (m) | 0.33
5.25 | F7.7 | Roads | Motorways and trunk roads - without sophisticated accessories - high flow | Floods | Depth (m) | 0.33125
5.3 | F7.7 | Roads | Motorways and trunk roads - without sophisticated accessories - high flow | Floods | Depth (m) | 0.3325
5.35 | F7.7 | Roads | Motorways and trunk roads - without sophisticated accessories - high flow | Floods | Depth (m) | 0.33375
5.4 | F7.7 | Roads | Motorways and trunk roads - without sophisticated accessories - high flow | Floods | Depth (m) | 0.335
5.45 | F7.7 | Roads | Motorways and trunk roads - without sophisticated accessories - high flow | Floods | Depth (m) | 0.33625
5.5 | F7.7 | Roads | Motorways and trunk roads - without sophisticated accessories - high flow | Floods | Depth (m) | 0.3375
5.55 | F7.7 | Roads | Motorways and trunk roads - without sophisticated accessories - high flow | Floods | Depth (m) | 0.33875
5.6 | F7.7 | Roads | Motorways and trunk roads - without sophisticated accessories - high flow | Floods | Depth (m) | 0.34
5.65 | F7.7 | Roads | Motorways and trunk roads - without sophisticated accessories - high flow | Floods | Depth (m) | 0.34125
5.7 | F7.7 | Roads | Motorways and trunk roads - without sophisticated accessories - high flow | Floods | Depth (m) | 0.3425
5.75 | F7.7 | Roads | Motorways and trunk roads - without sophisticated accessories - high flow | Floods | Depth (m) | 0.34375
5.8 | F7.7 | Roads | Motorways and trunk roads - without sophisticated accessories - high flow | Floods | Depth (m) | 0.345
5.85 | F7.7 | Roads | Motorways and trunk roads - without sophisticated accessories - high flow | Floods | Depth (m) | 0.34625
5.9 | F7.7 | Roads | Motorways and trunk roads - without sophisticated accessories - high flow | Floods | Depth (m) | 0.3475
5.95 | F7.7 | Roads | Motorways and trunk roads - without sophisticated accessories - high flow | Floods | Depth (m) | 0.34875
6 | F7.7 | Roads | Motorways and trunk roads - without sophisticated accessories - high flow | Floods | Depth (m) | 0.35
6.05 | F7.7 | Roads | Motorways and trunk roads - without sophisticated accessories - high flow | Floods | Depth (m)
6.1 | F7.7 | Roads | Motorways and trunk roads - without sophisticated accessories - high flow | Floods | Depth (m)
6.15 | F7.7 | Roads | Motorways and trunk roads - without sophisticated accessories - high flow | Floods | Depth (m)
6.2 | F7.7 | Roads | Motorways and trunk roads - without sophisticated accessories - high flow | Floods | Depth (m)
6.25 | F7.7 | Roads | Motorways and trunk roads - without sophisticated accessories - high flow | Floods | Depth (m)
6.3 | F7.7 | Roads | Motorways and trunk roads - without sophisticated accessories - high flow | Floods | Depth (m)
6.35 | F7.7 | Roads | Motorways and trunk roads - without sophisticated accessories - high flow | Floods | Depth (m)
6.4 | F7.7 | Roads | Motorways and trunk roads - without sophisticated accessories - high flow | Floods | Depth (m)
6.45 | F7.7 | Roads | Motorways and trunk roads - without sophisticated accessories - high flow | Floods | Depth (m)
6.5 | F7.7 | Roads | Motorways and trunk roads - without sophisticated accessories - high flow | Floods | Depth (m)
0 | F7.8 | Roads | Other roads - low flow | Floods | Depth (m) | 0
0.05 | F7.8 | Roads | Other roads - low flow | Floods | Depth (m) | 0.0015
0.1 | F7.8 | Roads | Other roads - low flow | Floods | Depth (m) | 0.003
0.15 | F7.8 | Roads | Other roads - low flow | Floods | Depth (m) | 0.0045
0.2 | F7.8 | Roads | Other roads - low flow | Floods | Depth (m) | 0.006
0.25 | F7.8 | Roads | Other roads - low flow | Floods | Depth (m) | 0.0075
0.3 | F7.8 | Roads | Other roads - low flow | Floods | Depth (m) | 0.009
0.35 | F7.8 | Roads | Other roads - low flow | Floods | Depth (m) | 0.0105
0.4 | F7.8 | Roads | Other roads - low flow | Floods | Depth (m) | 0.012
0.45 | F7.8 | Roads | Other roads - low flow | Floods | Depth (m) | 0.0135
0.5 | F7.8 | Roads | Other roads - low flow | Floods | Depth (m) | 0.015
0.55 | F7.8 | Roads | Other roads - low flow | Floods | Depth (m) | 0.016
0.6 | F7.8 | Roads | Other roads - low flow | Floods | Depth (m) | 0.017
0.65 | F7.8 | Roads | Other roads - low flow | Floods | Depth (m) | 0.018
0.7 | F7.8 | Roads | Other roads - low flow | Floods | Depth (m) | 0.019
0.75 | F7.8 | Roads | Other roads - low flow | Floods | Depth (m) | 0.02
0.8 | F7.8 | Roads | Other roads - low flow | Floods | Depth (m) | 0.021
0.85 | F7.8 | Roads | Other roads - low flow | Floods | Depth (m) | 0.022
0.9 | F7.8 | Roads | Other roads - low flow | Floods | Depth (m) | 0.023
0.95 | F7.8 | Roads | Other roads - low flow | Floods | Depth (m) | 0.024
1 | F7.8 | Roads | Other roads - low flow | Floods | Depth (m) | 0.025
1.05 | F7.8 | Roads | Other roads - low flow | Floods | Depth (m) | 0.0255
1.1 | F7.8 | Roads | Other roads - low flow | Floods | Depth (m) | 0.026
1.15 | F7.8 | Roads | Other roads - low flow | Floods | Depth (m) | 0.0265
1.2 | F7.8 | Roads | Other roads - low flow | Floods | Depth (m) | 0.027
1.25 | F7.8 | Roads | Other roads - low flow | Floods | Depth (m) | 0.0275
1.3 | F7.8 | Roads | Other roads - low flow | Floods | Depth (m) | 0.028
1.35 | F7.8 | Roads | Other roads - low flow | Floods | Depth (m) | 0.0285
1.4 | F7.8 | Roads | Other roads - low flow | Floods | Depth (m) | 0.029
1.45 | F7.8 | Roads | Other roads - low flow | Floods | Depth (m) | 0.0295
1.5 | F7.8 | Roads | Other roads - low flow | Floods | Depth (m) | 0.03
1.55 | F7.8 | Roads | Other roads - low flow | Floods | Depth (m) | 0.0305
1.6 | F7.8 | Roads | Other roads - low flow | Floods | Depth (m) | 0.031
1.65 | F7.8 | Roads | Other roads - low flow | Floods | Depth (m) | 0.0315
1.7 | F7.8 | Roads | Other roads - low flow | Floods | Depth (m) | 0.032
1.75 | F7.8 | Roads | Other roads - low flow | Floods | Depth (m) | 0.0325
1.8 | F7.8 | Roads | Other roads - low flow | Floods | Depth (m) | 0.033
1.85 | F7.8 | Roads | Other roads - low flow | Floods | Depth (m) | 0.0335
1.9 | F7.8 | Roads | Other roads - low flow | Floods | Depth (m) | 0.034
1.95 | F7.8 | Roads | Other roads - low flow | Floods | Depth (m) | 0.0345
2 | F7.8 | Roads | Other roads - low flow | Floods | Depth (m) | 0.035
2.05 | F7.8 | Roads | Other roads - low flow | Floods | Depth (m) | 0.035188
2.1 | F7.8 | Roads | Other roads - low flow | Floods | Depth (m) | 0.035375
2.15 | F7.8 | Roads | Other roads - low flow | Floods | Depth (m) | 0.035563
2.2 | F7.8 | Roads | Other roads - low flow | Floods | Depth (m) | 0.03575
2.25 | F7.8 | Roads | Other roads - low flow | Floods | Depth (m) | 0.035938
2.3 | F7.8 | Roads | Other roads - low flow | Floods | Depth (m) | 0.036125
2.35 | F7.8 | Roads | Other roads - low flow | Floods | Depth (m) | 0.036313
2.4 | F7.8 | Roads | Other roads - low flow | Floods | Depth (m) | 0.0365
2.45 | F7.8 | Roads | Other roads - low flow | Floods | Depth (m) | 0.036688
2.5 | F7.8 | Roads | Other roads - low flow | Floods | Depth (m) | 0.036875
2.55 | F7.8 | Roads | Other roads - low flow | Floods | Depth (m) | 0.037063
2.6 | F7.8 | Roads | Other roads - low flow | Floods | Depth (m) | 0.03725
2.65 | F7.8 | Roads | Other roads - low flow | Floods | Depth (m) | 0.037438
2.7 | F7.8 | Roads | Other roads - low flow | Floods | Depth (m) | 0.037625
2.75 | F7.8 | Roads | Other roads - low flow | Floods | Depth (m) | 0.037813
2.8 | F7.8 | Roads | Other roads - low flow | Floods | Depth (m) | 0.038
2.85 | F7.8 | Roads | Other roads - low flow | Floods | Depth (m) | 0.038188
2.9 | F7.8 | Roads | Other roads - low flow | Floods | Depth (m) | 0.038375
2.95 | F7.8 | Roads | Other roads - low flow | Floods | Depth (m) | 0.038563
3 | F7.8 | Roads | Other roads - low flow | Floods | Depth (m) | 0.03875
3.05 | F7.8 | Roads | Other roads - low flow | Floods | Depth (m) | 0.038937
3.1 | F7.8 | Roads | Other roads - low flow | Floods | Depth (m) | 0.039125
3.15 | F7.8 | Roads | Other roads - low flow | Floods | Depth (m) | 0.039313
3.2 | F7.8 | Roads | Other roads - low flow | Floods | Depth (m) | 0.0395
3.25 | F7.8 | Roads | Other roads - low flow | Floods | Depth (m) | 0.039688
3.3 | F7.8 | Roads | Other roads - low flow | Floods | Depth (m) | 0.039875
3.35 | F7.8 | Roads | Other roads - low flow | Floods | Depth (m) | 0.040063
3.4 | F7.8 | Roads | Other roads - low flow | Floods | Depth (m) | 0.04025
3.45 | F7.8 | Roads | Other roads - low flow | Floods | Depth (m) | 0.040438
3.5 | F7.8 | Roads | Other roads - low flow | Floods | Depth (m) | 0.040625
3.55 | F7.8 | Roads | Other roads - low flow | Floods | Depth (m) | 0.040813
3.6 | F7.8 | Roads | Other roads - low flow | Floods | Depth (m) | 0.041
3.65 | F7.8 | Roads | Other roads - low flow | Floods | Depth (m) | 0.041188
3.7 | F7.8 | Roads | Other roads - low flow | Floods | Depth (m) | 0.041375
3.75 | F7.8 | Roads | Other roads - low flow | Floods | Depth (m) | 0.041563
3.8 | F7.8 | Roads | Other roads - low flow | Floods | Depth (m) | 0.04175
3.85 | F7.8 | Roads | Other roads - low flow | Floods | Depth (m) | 0.041938
3.9 | F7.8 | Roads | Other roads - low flow | Floods | Depth (m) | 0.042125
3.95 | F7.8 | Roads | Other roads - low flow | Floods | Depth (m) | 0.042313
4 | F7.8 | Roads | Other roads - low flow | Floods | Depth (m) | 0.0425
4.05 | F7.8 | Roads | Other roads - low flow | Floods | Depth (m) | 0.042687
4.1 | F7.8 | Roads | Other roads - low flow | Floods | Depth (m) | 0.042875
4.15 | F7.8 | Roads | Other roads - low flow | Floods | Depth (m) | 0.043062
4.2 | F7.8 | Roads | Other roads - low flow | Floods | Depth (m) | 0.04325
4.25 | F7.8 | Roads | Other roads - low flow | Floods | Depth (m) | 0.043437
4.3 | F7.8 | Roads | Other roads - low flow | Floods | Depth (m) | 0.043625
4.35 | F7.8 | Roads | Other roads - low flow | Floods | Depth (m) | 0.043812
4.4 | F7.8 | Roads | Other roads - low flow | Floods | Depth (m) | 0.044
4.45 | F7.8 | Roads | Other roads - low flow | Floods | Depth (m) | 0.044187
4.5 | F7.8 | Roads | Other roads - low flow | Floods | Depth (m) | 0.044375
4.55 | F7.8 | Roads | Other roads - low flow | Floods | Depth (m) | 0.044562
4.6 | F7.8 | Roads | Other roads - low flow | Floods | Depth (m) | 0.04475
4.65 | F7.8 | Roads | Other roads - low flow | Floods | Depth (m) | 0.044937
4.7 | F7.8 | Roads | Other roads - low flow | Floods | Depth (m) | 0.045125
4.75 | F7.8 | Roads | Other roads - low flow | Floods | Depth (m) | 0.045312
4.8 | F7.8 | Roads | Other roads - low flow | Floods | Depth (m) | 0.0455
4.85 | F7.8 | Roads | Other roads - low flow | Floods | Depth (m) | 0.045687
4.9 | F7.8 | Roads | Other roads - low flow | Floods | Depth (m) | 0.045875
4.95 | F7.8 | Roads | Other roads - low flow | Floods | Depth (m) | 0.046062
5 | F7.8 | Roads | Other roads - low flow | Floods | Depth (m) | 0.04625
5.05 | F7.8 | Roads | Other roads - low flow | Floods | Depth (m) | 0.046437
5.1 | F7.8 | Roads | Other roads - low flow | Floods | Depth (m) | 0.046625
5.15 | F7.8 | Roads | Other roads - low flow | Floods | Depth (m) | 0.046812
5.2 | F7.8 | Roads | Other roads - low flow | Floods | Depth (m) | 0.047
5.25 | F7.8 | Roads | Other roads - low flow | Floods | Depth (m) | 0.047187
5.3 | F7.8 | Roads | Other roads - low flow | Floods | Depth (m) | 0.047375
5.35 | F7.8 | Roads | Other roads - low flow | Floods | Depth (m) | 0.047562
5.4 | F7.8 | Roads | Other roads - low flow | Floods | Depth (m) | 0.04775
5.45 | F7.8 | Roads | Other roads - low flow | Floods | Depth (m) | 0.047937
5.5 | F7.8 | Roads | Other roads - low flow | Floods | Depth (m) | 0.048125
5.55 | F7.8 | Roads | Other roads - low flow | Floods | Depth (m) | 0.048312
5.6 | F7.8 | Roads | Other roads - low flow | Floods | Depth (m) | 0.0485
5.65 | F7.8 | Roads | Other roads - low flow | Floods | Depth (m) | 0.048687
5.7 | F7.8 | Roads | Other roads - low flow | Floods | Depth (m) | 0.048875
5.75 | F7.8 | Roads | Other roads - low flow | Floods | Depth (m) | 0.049062
5.8 | F7.8 | Roads | Other roads - low flow | Floods | Depth (m) | 0.04925
5.85 | F7.8 | Roads | Other roads - low flow | Floods | Depth (m) | 0.049437
5.9 | F7.8 | Roads | Other roads - low flow | Floods | Depth (m) | 0.049625
5.95 | F7.8 | Roads | Other roads - low flow | Floods | Depth (m) | 0.049812
6 | F7.8 | Roads | Other roads - low flow | Floods | Depth (m) | 0.05
6.05 | F7.8 | Roads | Other roads - low flow | Floods | Depth (m)
6.1 | F7.8 | Roads | Other roads - low flow | Floods | Depth (m)
6.15 | F7.8 | Roads | Other roads - low flow | Floods | Depth (m)
6.2 | F7.8 | Roads | Other roads - low flow | Floods | Depth (m)
6.25 | F7.8 | Roads | Other roads - low flow | Floods | Depth (m)
6.3 | F7.8 | Roads | Other roads - low flow | Floods | Depth (m)
6.35 | F7.8 | Roads | Other roads - low flow | Floods | Depth (m)
6.4 | F7.8 | Roads | Other roads - low flow | Floods | Depth (m)
6.45 | F7.8 | Roads | Other roads - low flow | Floods | Depth (m)
6.5 | F7.8 | Roads | Other roads - low flow | Floods | Depth (m)
0 | F7.9 | Roads | Other roads - high flow | Floods | Depth (m) | 0
0.05 | F7.9 | Roads | Other roads - high flow | Floods | Depth (m) | 0.012
0.1 | F7.9 | Roads | Other roads - high flow | Floods | Depth (m) | 0.024
0.15 | F7.9 | Roads | Other roads - high flow | Floods | Depth (m) | 0.036
0.2 | F7.9 | Roads | Other roads - high flow | Floods | Depth (m) | 0.048
0.25 | F7.9 | Roads | Other roads - high flow | Floods | Depth (m) | 0.06
0.3 | F7.9 | Roads | Other roads - high flow | Floods | Depth (m) | 0.072
0.35 | F7.9 | Roads | Other roads - high flow | Floods | Depth (m) | 0.084
0.4 | F7.9 | Roads | Other roads - high flow | Floods | Depth (m) | 0.096
0.45 | F7.9 | Roads | Other roads - high flow | Floods | Depth (m) | 0.108
0.5 | F7.9 | Roads | Other roads - high flow | Floods | Depth (m) | 0.12
0.55 | F7.9 | Roads | Other roads - high flow | Floods | Depth (m) | 0.128
0.6 | F7.9 | Roads | Other roads - high flow | Floods | Depth (m) | 0.136
0.65 | F7.9 | Roads | Other roads - high flow | Floods | Depth (m) | 0.144
0.7 | F7.9 | Roads | Other roads - high flow | Floods | Depth (m) | 0.152
0.75 | F7.9 | Roads | Other roads - high flow | Floods | Depth (m) | 0.16
0.8 | F7.9 | Roads | Other roads - high flow | Floods | Depth (m) | 0.168
0.85 | F7.9 | Roads | Other roads - high flow | Floods | Depth (m) | 0.176
0.9 | F7.9 | Roads | Other roads - high flow | Floods | Depth (m) | 0.184
0.95 | F7.9 | Roads | Other roads - high flow | Floods | Depth (m) | 0.192
1 | F7.9 | Roads | Other roads - high flow | Floods | Depth (m) | 0.2
1.05 | F7.9 | Roads | Other roads - high flow | Floods | Depth (m) | 0.204
1.1 | F7.9 | Roads | Other roads - high flow | Floods | Depth (m) | 0.208
1.15 | F7.9 | Roads | Other roads - high flow | Floods | Depth (m) | 0.212
1.2 | F7.9 | Roads | Other roads - high flow | Floods | Depth (m) | 0.216
1.25 | F7.9 | Roads | Other roads - high flow | Floods | Depth (m) | 0.22
1.3 | F7.9 | Roads | Other roads - high flow | Floods | Depth (m) | 0.224
1.35 | F7.9 | Roads | Other roads - high flow | Floods | Depth (m) | 0.228
1.4 | F7.9 | Roads | Other roads - high flow | Floods | Depth (m) | 0.232
1.45 | F7.9 | Roads | Other roads - high flow | Floods | Depth (m) | 0.236
1.5 | F7.9 | Roads | Other roads - high flow | Floods | Depth (m) | 0.24
1.55 | F7.9 | Roads | Other roads - high flow | Floods | Depth (m) | 0.244
1.6 | F7.9 | Roads | Other roads - high flow | Floods | Depth (m) | 0.248
1.65 | F7.9 | Roads | Other roads - high flow | Floods | Depth (m) | 0.252
1.7 | F7.9 | Roads | Other roads - high flow | Floods | Depth (m) | 0.256
1.75 | F7.9 | Roads | Other roads - high flow | Floods | Depth (m) | 0.26
1.8 | F7.9 | Roads | Other roads - high flow | Floods | Depth (m) | 0.264
1.85 | F7.9 | Roads | Other roads - high flow | Floods | Depth (m) | 0.268
1.9 | F7.9 | Roads | Other roads - high flow | Floods | Depth (m) | 0.272
1.95 | F7.9 | Roads | Other roads - high flow | Floods | Depth (m) | 0.276
2 | F7.9 | Roads | Other roads - high flow | Floods | Depth (m) | 0.28
2.05 | F7.9 | Roads | Other roads - high flow | Floods | Depth (m) | 0.28088
2.1 | F7.9 | Roads | Other roads - high flow | Floods | Depth (m) | 0.28175
2.15 | F7.9 | Roads | Other roads - high flow | Floods | Depth (m) | 0.28263
2.2 | F7.9 | Roads | Other roads - high flow | Floods | Depth (m) | 0.2835
2.25 | F7.9 | Roads | Other roads - high flow | Floods | Depth (m) | 0.28438
2.3 | F7.9 | Roads | Other roads - high flow | Floods | Depth (m) | 0.28525
2.35 | F7.9 | Roads | Other roads - high flow | Floods | Depth (m) | 0.28613
2.4 | F7.9 | Roads | Other roads - high flow | Floods | Depth (m) | 0.287
2.45 | F7.9 | Roads | Other roads - high flow | Floods | Depth (m) | 0.28788
2.5 | F7.9 | Roads | Other roads - high flow | Floods | Depth (m) | 0.28875
2.55 | F7.9 | Roads | Other roads - high flow | Floods | Depth (m) | 0.28963
2.6 | F7.9 | Roads | Other roads - high flow | Floods | Depth (m) | 0.2905
2.65 | F7.9 | Roads | Other roads - high flow | Floods | Depth (m) | 0.29137
2.7 | F7.9 | Roads | Other roads - high flow | Floods | Depth (m) | 0.29225
2.75 | F7.9 | Roads | Other roads - high flow | Floods | Depth (m) | 0.29313
2.8 | F7.9 | Roads | Other roads - high flow | Floods | Depth (m) | 0.294
2.85 | F7.9 | Roads | Other roads - high flow | Floods | Depth (m) | 0.29487
2.9 | F7.9 | Roads | Other roads - high flow | Floods | Depth (m) | 0.29575
2.95 | F7.9 | Roads | Other roads - high flow | Floods | Depth (m) | 0.29663
3 | F7.9 | Roads | Other roads - high flow | Floods | Depth (m) | 0.2975
3.05 | F7.9 | Roads | Other roads - high flow | Floods | Depth (m) | 0.29838
3.1 | F7.9 | Roads | Other roads - high flow | Floods | Depth (m) | 0.29925
3.15 | F7.9 | Roads | Other roads - high flow | Floods | Depth (m) | 0.30013
3.2 | F7.9 | Roads | Other roads - high flow | Floods | Depth (m) | 0.301
3.25 | F7.9 | Roads | Other roads - high flow | Floods | Depth (m) | 0.30188
3.3 | F7.9 | Roads | Other roads - high flow | Floods | Depth (m) | 0.30275
3.35 | F7.9 | Roads | Other roads - high flow | Floods | Depth (m) | 0.30363
3.4 | F7.9 | Roads | Other roads - high flow | Floods | Depth (m) | 0.3045
3.45 | F7.9 | Roads | Other roads - high flow | Floods | Depth (m) | 0.30538
3.5 | F7.9 | Roads | Other roads - high flow | Floods | Depth (m) | 0.30625
3.55 | F7.9 | Roads | Other roads - high flow | Floods | Depth (m) | 0.30712
3.6 | F7.9 | Roads | Other roads - high flow | Floods | Depth (m) | 0.308
3.65 | F7.9 | Roads | Other roads - high flow | Floods | Depth (m) | 0.30888
3.7 | F7.9 | Roads | Other roads - high flow | Floods | Depth (m) | 0.30975
3.75 | F7.9 | Roads | Other roads - high flow | Floods | Depth (m) | 0.31062
3.8 | F7.9 | Roads | Other roads - high flow | Floods | Depth (m) | 0.3115
3.85 | F7.9 | Roads | Other roads - high flow | Floods | Depth (m) | 0.31238
3.9 | F7.9 | Roads | Other roads - high flow | Floods | Depth (m) | 0.31325
3.95 | F7.9 | Roads | Other roads - high flow | Floods | Depth (m) | 0.31412
4 | F7.9 | Roads | Other roads - high flow | Floods | Depth (m) | 0.315
4.05 | F7.9 | Roads | Other roads - high flow | Floods | Depth (m) | 0.31587
4.1 | F7.9 | Roads | Other roads - high flow | Floods | Depth (m) | 0.31675
4.15 | F7.9 | Roads | Other roads - high flow | Floods | Depth (m) | 0.31762
4.2 | F7.9 | Roads | Other roads - high flow | Floods | Depth (m) | 0.3185
4.25 | F7.9 | Roads | Other roads - high flow | Floods | Depth (m) | 0.31937
4.3 | F7.9 | Roads | Other roads - high flow | Floods | Depth (m) | 0.32025
4.35 | F7.9 | Roads | Other roads - high flow | Floods | Depth (m) | 0.32112
4.4 | F7.9 | Roads | Other roads - high flow | Floods | Depth (m) | 0.322
4.45 | F7.9 | Roads | Other roads - high flow | Floods | Depth (m) | 0.32287
4.5 | F7.9 | Roads | Other roads - high flow | Floods | Depth (m) | 0.32375
4.55 | F7.9 | Roads | Other roads - high flow | Floods | Depth (m) | 0.32462
4.6 | F7.9 | Roads | Other roads - high flow | Floods | Depth (m) | 0.3255
4.65 | F7.9 | Roads | Other roads - high flow | Floods | Depth (m) | 0.32637
4.7 | F7.9 | Roads | Other roads - high flow | Floods | Depth (m) | 0.32725
4.75 | F7.9 | Roads | Other roads - high flow | Floods | Depth (m) | 0.32812
4.8 | F7.9 | Roads | Other roads - high flow | Floods | Depth (m) | 0.329
4.85 | F7.9 | Roads | Other roads - high flow | Floods | Depth (m) | 0.32987
4.9 | F7.9 | Roads | Other roads - high flow | Floods | Depth (m) | 0.33075
4.95 | F7.9 | Roads | Other roads - high flow | Floods | Depth (m) | 0.33162
5 | F7.9 | Roads | Other roads - high flow | Floods | Depth (m) | 0.3325
5.05 | F7.9 | Roads | Other roads - high flow | Floods | Depth (m) | 0.33337
5.1 | F7.9 | Roads | Other roads - high flow | Floods | Depth (m) | 0.33425
5.15 | F7.9 | Roads | Other roads - high flow | Floods | Depth (m) | 0.33512
5.2 | F7.9 | Roads | Other roads - high flow | Floods | Depth (m) | 0.336
5.25 | F7.9 | Roads | Other roads - high flow | Floods | Depth (m) | 0.33687
5.3 | F7.9 | Roads | Other roads - high flow | Floods | Depth (m) | 0.33775
5.35 | F7.9 | Roads | Other roads - high flow | Floods | Depth (m) | 0.33862
5.4 | F7.9 | Roads | Other roads - high flow | Floods | Depth (m) | 0.3395
5.45 | F7.9 | Roads | Other roads - high flow | Floods | Depth (m) | 0.34037
5.5 | F7.9 | Roads | Other roads - high flow | Floods | Depth (m) | 0.34125
5.55 | F7.9 | Roads | Other roads - high flow | Floods | Depth (m) | 0.34212
5.6 | F7.9 | Roads | Other roads - high flow | Floods | Depth (m) | 0.343
5.65 | F7.9 | Roads | Other roads - high flow | Floods | Depth (m) | 0.34387
5.7 | F7.9 | Roads | Other roads - high flow | Floods | Depth (m) | 0.34475
5.75 | F7.9 | Roads | Other roads - high flow | Floods | Depth (m) | 0.34562
5.8 | F7.9 | Roads | Other roads - high flow | Floods | Depth (m) | 0.3465
5.85 | F7.9 | Roads | Other roads - high flow | Floods | Depth (m) | 0.34737
5.9 | F7.9 | Roads | Other roads - high flow | Floods | Depth (m) | 0.34825
5.95 | F7.9 | Roads | Other roads - high flow | Floods | Depth (m) | 0.34912
6 | F7.9 | Roads | Other roads - high flow | Floods | Depth (m) | 0.35
6.05 | F7.9 | Roads | Other roads - high flow | Floods | Depth (m)
6.1 | F7.9 | Roads | Other roads - high flow | Floods | Depth (m)
6.15 | F7.9 | Roads | Other roads - high flow | Floods | Depth (m)
6.2 | F7.9 | Roads | Other roads - high flow | Floods | Depth (m)
6.25 | F7.9 | Roads | Other roads - high flow | Floods | Depth (m)
6.3 | F7.9 | Roads | Other roads - high flow | Floods | Depth (m)
6.35 | F7.9 | Roads | Other roads - high flow | Floods | Depth (m)
6.4 | F7.9 | Roads | Other roads - high flow | Floods | Depth (m)
6.45 | F7.9 | Roads | Other roads - high flow | Floods | Depth (m)
6.5 | F7.9 | Roads | Other roads - high flow | Floods | Depth (m)
0 | F7.10 | Roads | N/A | Floods | Depth (m) | 0
0.05 | F7.10 | Roads | N/A | Floods | Depth (m) | 0.014
0.1 | F7.10 | Roads | N/A | Floods | Depth (m) | 0.028
0.15 | F7.10 | Roads | N/A | Floods | Depth (m) | 0.042
0.2 | F7.10 | Roads | N/A | Floods | Depth (m) | 0.056
0.25 | F7.10 | Roads | N/A | Floods | Depth (m) | 0.07
0.3 | F7.10 | Roads | N/A | Floods | Depth (m) | 0.084
0.35 | F7.10 | Roads | N/A | Floods | Depth (m) | 0.098
0.4 | F7.10 | Roads | N/A | Floods | Depth (m) | 0.112
0.45 | F7.10 | Roads | N/A | Floods | Depth (m) | 0.126
0.5 | F7.10 | Roads | N/A | Floods | Depth (m) | 0.14
0.55 | F7.10 | Roads | N/A | Floods | Depth (m) | 0.154
0.6 | F7.10 | Roads | N/A | Floods | Depth (m) | 0.168
0.65 | F7.10 | Roads | N/A | Floods | Depth (m) | 0.182
0.7 | F7.10 | Roads | N/A | Floods | Depth (m) | 0.196
0.75 | F7.10 | Roads | N/A | Floods | Depth (m) | 0.21
0.8 | F7.10 | Roads | N/A | Floods | Depth (m) | 0.224
0.85 | F7.10 | Roads | N/A | Floods | Depth (m) | 0.238
0.9 | F7.10 | Roads | N/A | Floods | Depth (m) | 0.252
0.95 | F7.10 | Roads | N/A | Floods | Depth (m) | 0.266
1 | F7.10 | Roads | N/A | Floods | Depth (m) | 0.28
1.05 | F7.10 | Roads | N/A | Floods | Depth (m) | 0.289
1.1 | F7.10 | Roads | N/A | Floods | Depth (m) | 0.298
1.15 | F7.10 | Roads | N/A | Floods | Depth (m) | 0.307
1.2 | F7.10 | Roads | N/A | Floods | Depth (m) | 0.316
1.25 | F7.10 | Roads | N/A | Floods | Depth (m) | 0.325
1.3 | F7.10 | Roads | N/A | Floods | Depth (m) | 0.334
1.35 | F7.10 | Roads | N/A | Floods | Depth (m) | 0.343
1.4 | F7.10 | Roads | N/A | Floods | Depth (m) | 0.352
1.45 | F7.10 | Roads | N/A | Floods | Depth (m) | 0.361
1.5 | F7.10 | Roads | N/A | Floods | Depth (m) | 0.37
1.55 | F7.10 | Roads | N/A | Floods | Depth (m) | 0.379
1.6 | F7.10 | Roads | N/A | Floods | Depth (m) | 0.388
1.65 | F7.10 | Roads | N/A | Floods | Depth (m) | 0.397
1.7 | F7.10 | Roads | N/A | Floods | Depth (m) | 0.406
1.75 | F7.10 | Roads | N/A | Floods | Depth (m) | 0.415
1.8 | F7.10 | Roads | N/A | Floods | Depth (m) | 0.424
1.85 | F7.10 | Roads | N/A | Floods | Depth (m) | 0.433
1.9 | F7.10 | Roads | N/A | Floods | Depth (m) | 0.442
1.95 | F7.10 | Roads | N/A | Floods | Depth (m) | 0.451
2 | F7.10 | Roads | N/A | Floods | Depth (m) | 0.46
2.05 | F7.10 | Roads | N/A | Floods | Depth (m) | 0.469
2.1 | F7.10 | Roads | N/A | Floods | Depth (m) | 0.478
2.15 | F7.10 | Roads | N/A | Floods | Depth (m) | 0.487
2.2 | F7.10 | Roads | N/A | Floods | Depth (m) | 0.496
2.25 | F7.10 | Roads | N/A | Floods | Depth (m) | 0.505
2.3 | F7.10 | Roads | N/A | Floods | Depth (m) | 0.514
2.35 | F7.10 | Roads | N/A | Floods | Depth (m) | 0.523
2.4 | F7.10 | Roads | N/A | Floods | Depth (m) | 0.532
2.45 | F7.10 | Roads | N/A | Floods | Depth (m) | 0.541
2.5 | F7.10 | Roads | N/A | Floods | Depth (m) | 0.55
2.55 | F7.10 | Roads | N/A | Floods | Depth (m) | 0.559
2.6 | F7.10 | Roads | N/A | Floods | Depth (m) | 0.568
2.65 | F7.10 | Roads | N/A | Floods | Depth (m) | 0.577
2.7 | F7.10 | Roads | N/A | Floods | Depth (m) | 0.586
2.75 | F7.10 | Roads | N/A | Floods | Depth (m) | 0.595
2.8 | F7.10 | Roads | N/A | Floods | Depth (m) | 0.604
2.85 | F7.10 | Roads | N/A | Floods | Depth (m) | 0.613
2.9 | F7.10 | Roads | N/A | Floods | Depth (m) | 0.622
2.95 | F7.10 | Roads | N/A | Floods | Depth (m) | 0.631
3 | F7.10 | Roads | N/A | Floods | Depth (m) | 0.64
3.05 | F7.10 | Roads | N/A | Floods | Depth (m) | 0.649
3.1 | F7.10 | Roads | N/A | Floods | Depth (m) | 0.658
3.15 | F7.10 | Roads | N/A | Floods | Depth (m) | 0.667
3.2 | F7.10 | Roads | N/A | Floods | Depth (m) | 0.676
3.25 | F7.10 | Roads | N/A | Floods | Depth (m) | 0.685
3.3 | F7.10 | Roads | N/A | Floods | Depth (m) | 0.694
3.35 | F7.10 | Roads | N/A | Floods | Depth (m) | 0.703
3.4 | F7.10 | Roads | N/A | Floods | Depth (m) | 0.712
3.45 | F7.10 | Roads | N/A | Floods | Depth (m) | 0.721
3.5 | F7.10 | Roads | N/A | Floods | Depth (m) | 0.73
3.55 | F7.10 | Roads | N/A | Floods | Depth (m) | 0.739
3.6 | F7.10 | Roads | N/A | Floods | Depth (m) | 0.748
3.65 | F7.10 | Roads | N/A | Floods | Depth (m) | 0.757
3.7 | F7.10 | Roads | N/A | Floods | Depth (m) | 0.766
3.75 | F7.10 | Roads | N/A | Floods | Depth (m) | 0.775
3.8 | F7.10 | Roads | N/A | Floods | Depth (m) | 0.784
3.85 | F7.10 | Roads | N/A | Floods | Depth (m) | 0.793
3.9 | F7.10 | Roads | N/A | Floods | Depth (m) | 0.802
3.95 | F7.10 | Roads | N/A | Floods | Depth (m) | 0.811
4 | F7.10 | Roads | N/A | Floods | Depth (m) | 0.82
4.05 | F7.10 | Roads | N/A | Floods | Depth (m) | 0.829
4.1 | F7.10 | Roads | N/A | Floods | Depth (m) | 0.838
4.15 | F7.10 | Roads | N/A | Floods | Depth (m) | 0.847
4.2 | F7.10 | Roads | N/A | Floods | Depth (m) | 0.856
4.25 | F7.10 | Roads | N/A | Floods | Depth (m) | 0.865
4.3 | F7.10 | Roads | N/A | Floods | Depth (m) | 0.874
4.35 | F7.10 | Roads | N/A | Floods | Depth (m) | 0.883
4.4 | F7.10 | Roads | N/A | Floods | Depth (m) | 0.892
4.45 | F7.10 | Roads | N/A | Floods | Depth (m) | 0.901
4.5 | F7.10 | Roads | N/A | Floods | Depth (m) | 0.91
4.55 | F7.10 | Roads | N/A | Floods | Depth (m) | 0.919
4.6 | F7.10 | Roads | N/A | Floods | Depth (m) | 0.928
4.65 | F7.10 | Roads | N/A | Floods | Depth (m) | 0.937
4.7 | F7.10 | Roads | N/A | Floods | Depth (m) | 0.946
4.75 | F7.10 | Roads | N/A | Floods | Depth (m) | 0.955
4.8 | F7.10 | Roads | N/A | Floods | Depth (m) | 0.964
4.85 | F7.10 | Roads | N/A | Floods | Depth (m) | 0.973
4.9 | F7.10 | Roads | N/A | Floods | Depth (m) | 0.982
4.95 | F7.10 | Roads | N/A | Floods | Depth (m) | 0.991
5 | F7.10 | Roads | N/A | Floods | Depth (m) | 1
5.05 | F7.10 | Roads | N/A | Floods | Depth (m) | 1
5.1 | F7.10 | Roads | N/A | Floods | Depth (m) | 1
5.15 | F7.10 | Roads | N/A | Floods | Depth (m) | 1
5.2 | F7.10 | Roads | N/A | Floods | Depth (m) | 1
5.25 | F7.10 | Roads | N/A | Floods | Depth (m) | 1
5.3 | F7.10 | Roads | N/A | Floods | Depth (m) | 1
5.35 | F7.10 | Roads | N/A | Floods | Depth (m) | 1
5.4 | F7.10 | Roads | N/A | Floods | Depth (m) | 1
5.45 | F7.10 | Roads | N/A | Floods | Depth (m) | 1
5.5 | F7.10 | Roads | N/A | Floods | Depth (m) | 1
5.55 | F7.10 | Roads | N/A | Floods | Depth (m) | 1
5.6 | F7.10 | Roads | N/A | Floods | Depth (m) | 1
5.65 | F7.10 | Roads | N/A | Floods | Depth (m) | 1
5.7 | F7.10 | Roads | N/A | Floods | Depth (m) | 1
5.75 | F7.10 | Roads | N/A | Floods | Depth (m) | 1
5.8 | F7.10 | Roads | N/A | Floods | Depth (m) | 1
5.85 | F7.10 | Roads | N/A | Floods | Depth (m) | 1
5.9 | F7.10 | Roads | N/A | Floods | Depth (m) | 1
5.95 | F7.10 | Roads | N/A | Floods | Depth (m) | 1
6 | F7.10 | Roads | N/A | Floods | Depth (m) | 1
6.05 | F7.10 | Roads | N/A | Floods | Depth (m)
6.1 | F7.10 | Roads | N/A | Floods | Depth (m)
6.15 | F7.10 | Roads | N/A | Floods | Depth (m)
6.2 | F7.10 | Roads | N/A | Floods | Depth (m)
6.25 | F7.10 | Roads | N/A | Floods | Depth (m)
6.3 | F7.10 | Roads | N/A | Floods | Depth (m)
6.35 | F7.10 | Roads | N/A | Floods | Depth (m)
6.4 | F7.10 | Roads | N/A | Floods | Depth (m)
6.45 | F7.10 | Roads | N/A | Floods | Depth (m)
6.5 | F7.10 | Roads | N/A | Floods | Depth (m)
0 | F7.11 | Roads | N/A | Floods | Depth (m) | 0
0.05 | F7.11 | Roads | N/A | Floods | Depth (m) | 0.014
0.1 | F7.11 | Roads | N/A | Floods | Depth (m) | 0.028
0.15 | F7.11 | Roads | N/A | Floods | Depth (m) | 0.042
0.2 | F7.11 | Roads | N/A | Floods | Depth (m) | 0.056
0.25 | F7.11 | Roads | N/A | Floods | Depth (m) | 0.07
0.3 | F7.11 | Roads | N/A | Floods | Depth (m) | 0.084
0.35 | F7.11 | Roads | N/A | Floods | Depth (m) | 0.098
0.4 | F7.11 | Roads | N/A | Floods | Depth (m) | 0.112
0.45 | F7.11 | Roads | N/A | Floods | Depth (m) | 0.126
0.5 | F7.11 | Roads | N/A | Floods | Depth (m) | 0.14
0.55 | F7.11 | Roads | N/A | Floods | Depth (m) | 0.154
0.6 | F7.11 | Roads | N/A | Floods | Depth (m) | 0.168
0.65 | F7.11 | Roads | N/A | Floods | Depth (m) | 0.182
0.7 | F7.11 | Roads | N/A | Floods | Depth (m) | 0.196
0.75 | F7.11 | Roads | N/A | Floods | Depth (m) | 0.21
0.8 | F7.11 | Roads | N/A | Floods | Depth (m) | 0.224
0.85 | F7.11 | Roads | N/A | Floods | Depth (m) | 0.238
0.9 | F7.11 | Roads | N/A | Floods | Depth (m) | 0.252
0.95 | F7.11 | Roads | N/A | Floods | Depth (m) | 0.266
1 | F7.11 | Roads | N/A | Floods | Depth (m) | 0.28
1.05 | F7.11 | Roads | N/A | Floods | Depth (m) | 0.289
1.1 | F7.11 | Roads | N/A | Floods | Depth (m) | 0.298
1.15 | F7.11 | Roads | N/A | Floods | Depth (m) | 0.307
1.2 | F7.11 | Roads | N/A | Floods | Depth (m) | 0.316
1.25 | F7.11 | Roads | N/A | Floods | Depth (m) | 0.325
1.3 | F7.11 | Roads | N/A | Floods | Depth (m) | 0.334
1.35 | F7.11 | Roads | N/A | Floods | Depth (m) | 0.343
1.4 | F7.11 | Roads | N/A | Floods | Depth (m) | 0.352
1.45 | F7.11 | Roads | N/A | Floods | Depth (m) | 0.361
1.5 | F7.11 | Roads | N/A | Floods | Depth (m) | 0.37
1.55 | F7.11 | Roads | N/A | Floods | Depth (m) | 0.379
1.6 | F7.11 | Roads | N/A | Floods | Depth (m) | 0.388
1.65 | F7.11 | Roads | N/A | Floods | Depth (m) | 0.397
1.7 | F7.11 | Roads | N/A | Floods | Depth (m) | 0.406
1.75 | F7.11 | Roads | N/A | Floods | Depth (m) | 0.415
1.8 | F7.11 | Roads | N/A | Floods | Depth (m) | 0.424
1.85 | F7.11 | Roads | N/A | Floods | Depth (m) | 0.433
1.9 | F7.11 | Roads | N/A | Floods | Depth (m) | 0.442
1.95 | F7.11 | Roads | N/A | Floods | Depth (m) | 0.451
2 | F7.11 | Roads | N/A | Floods | Depth (m) | 0.46
2.05 | F7.11 | Roads | N/A | Floods | Depth (m) | 0.469
2.1 | F7.11 | Roads | N/A | Floods | Depth (m) | 0.478
2.15 | F7.11 | Roads | N/A | Floods | Depth (m) | 0.487
2.2 | F7.11 | Roads | N/A | Floods | Depth (m) | 0.496
2.25 | F7.11 | Roads | N/A | Floods | Depth (m) | 0.505
2.3 | F7.11 | Roads | N/A | Floods | Depth (m) | 0.514
2.35 | F7.11 | Roads | N/A | Floods | Depth (m) | 0.523
2.4 | F7.11 | Roads | N/A | Floods | Depth (m) | 0.532
2.45 | F7.11 | Roads | N/A | Floods | Depth (m) | 0.541
2.5 | F7.11 | Roads | N/A | Floods | Depth (m) | 0.55
2.55 | F7.11 | Roads | N/A | Floods | Depth (m) | 0.559
2.6 | F7.11 | Roads | N/A | Floods | Depth (m) | 0.568
2.65 | F7.11 | Roads | N/A | Floods | Depth (m) | 0.577
2.7 | F7.11 | Roads | N/A | Floods | Depth (m) | 0.586
2.75 | F7.11 | Roads | N/A | Floods | Depth (m) | 0.595
2.8 | F7.11 | Roads | N/A | Floods | Depth (m) | 0.604
2.85 | F7.11 | Roads | N/A | Floods | Depth (m) | 0.613
2.9 | F7.11 | Roads | N/A | Floods | Depth (m) | 0.622
2.95 | F7.11 | Roads | N/A | Floods | Depth (m) | 0.631
3 | F7.11 | Roads | N/A | Floods | Depth (m) | 0.64
3.05 | F7.11 | Roads | N/A | Floods | Depth (m) | 0.649
3.1 | F7.11 | Roads | N/A | Floods | Depth (m) | 0.658
3.15 | F7.11 | Roads | N/A | Floods | Depth (m) | 0.667
3.2 | F7.11 | Roads | N/A | Floods | Depth (m) | 0.676
3.25 | F7.11 | Roads | N/A | Floods | Depth (m) | 0.685
3.3 | F7.11 | Roads | N/A | Floods | Depth (m) | 0.694
3.35 | F7.11 | Roads | N/A | Floods | Depth (m) | 0.703
3.4 | F7.11 | Roads | N/A | Floods | Depth (m) | 0.712
3.45 | F7.11 | Roads | N/A | Floods | Depth (m) | 0.721
3.5 | F7.11 | Roads | N/A | Floods | Depth (m) | 0.73
3.55 | F7.11 | Roads | N/A | Floods | Depth (m) | 0.739
3.6 | F7.11 | Roads | N/A | Floods | Depth (m) | 0.748
3.65 | F7.11 | Roads | N/A | Floods | Depth (m) | 0.757
3.7 | F7.11 | Roads | N/A | Floods | Depth (m) | 0.766
3.75 | F7.11 | Roads | N/A | Floods | Depth (m) | 0.775
3.8 | F7.11 | Roads | N/A | Floods | Depth (m) | 0.784
3.85 | F7.11 | Roads | N/A | Floods | Depth (m) | 0.793
3.9 | F7.11 | Roads | N/A | Floods | Depth (m) | 0.802
3.95 | F7.11 | Roads | N/A | Floods | Depth (m) | 0.811
4 | F7.11 | Roads | N/A | Floods | Depth (m) | 0.82
4.05 | F7.11 | Roads | N/A | Floods | Depth (m) | 0.829
4.1 | F7.11 | Roads | N/A | Floods | Depth (m) | 0.838
4.15 | F7.11 | Roads | N/A | Floods | Depth (m) | 0.847
4.2 | F7.11 | Roads | N/A | Floods | Depth (m) | 0.856
4.25 | F7.11 | Roads | N/A | Floods | Depth (m) | 0.865
4.3 | F7.11 | Roads | N/A | Floods | Depth (m) | 0.874
4.35 | F7.11 | Roads | N/A | Floods | Depth (m) | 0.883
4.4 | F7.11 | Roads | N/A | Floods | Depth (m) | 0.892
4.45 | F7.11 | Roads | N/A | Floods | Depth (m) | 0.901
4.5 | F7.11 | Roads | N/A | Floods | Depth (m) | 0.91
4.55 | F7.11 | Roads | N/A | Floods | Depth (m) | 0.919
4.6 | F7.11 | Roads | N/A | Floods | Depth (m) | 0.928
4.65 | F7.11 | Roads | N/A | Floods | Depth (m) | 0.937
4.7 | F7.11 | Roads | N/A | Floods | Depth (m) | 0.946
4.75 | F7.11 | Roads | N/A | Floods | Depth (m) | 0.955
4.8 | F7.11 | Roads | N/A | Floods | Depth (m) | 0.964
4.85 | F7.11 | Roads | N/A | Floods | Depth (m) | 0.973
4.9 | F7.11 | Roads | N/A | Floods | Depth (m) | 0.982
4.95 | F7.11 | Roads | N/A | Floods | Depth (m) | 0.991
5 | F7.11 | Roads | N/A | Floods | Depth (m) | 1
5.05 | F7.11 | Roads | N/A | Floods | Depth (m) | 1
5.1 | F7.11 | Roads | N/A | Floods | Depth (m) | 1
5.15 | F7.11 | Roads | N/A | Floods | Depth (m) | 1
5.2 | F7.11 | Roads | N/A | Floods | Depth (m) | 1
5.25 | F7.11 | Roads | N/A | Floods | Depth (m) | 1
5.3 | F7.11 | Roads | N/A | Floods | Depth (m) | 1
5.35 | F7.11 | Roads | N/A | Floods | Depth (m) | 1
5.4 | F7.11 | Roads | N/A | Floods | Depth (m) | 1
5.45 | F7.11 | Roads | N/A | Floods | Depth (m) | 1
5.5 | F7.11 | Roads | N/A | Floods | Depth (m) | 1
5.55 | F7.11 | Roads | N/A | Floods | Depth (m) | 1
5.6 | F7.11 | Roads | N/A | Floods | Depth (m) | 1
5.65 | F7.11 | Roads | N/A | Floods | Depth (m) | 1
5.7 | F7.11 | Roads | N/A | Floods | Depth (m) | 1
5.75 | F7.11 | Roads | N/A | Floods | Depth (m) | 1
5.8 | F7.11 | Roads | N/A | Floods | Depth (m) | 1
5.85 | F7.11 | Roads | N/A | Floods | Depth (m) | 1
5.9 | F7.11 | Roads | N/A | Floods | Depth (m) | 1
5.95 | F7.11 | Roads | N/A | Floods | Depth (m) | 1
6 | F7.11 | Roads | N/A | Floods | Depth (m) | 1
6.05 | F7.11 | Roads | N/A | Floods | Depth (m)
6.1 | F7.11 | Roads | N/A | Floods | Depth (m)
6.15 | F7.11 | Roads | N/A | Floods | Depth (m)
6.2 | F7.11 | Roads | N/A | Floods | Depth (m)
6.25 | F7.11 | Roads | N/A | Floods | Depth (m)
6.3 | F7.11 | Roads | N/A | Floods | Depth (m)
6.35 | F7.11 | Roads | N/A | Floods | Depth (m)
6.4 | F7.11 | Roads | N/A | Floods | Depth (m)
6.45 | F7.11 | Roads | N/A | Floods | Depth (m)
6.5 | F7.11 | Roads | N/A | Floods | Depth (m)
0 | F7.12 | Roads | N/A | Floods | Depth (m) | 0
0.05 | F7.12 | Roads | N/A | Floods | Depth (m) | 0.014
0.1 | F7.12 | Roads | N/A | Floods | Depth (m) | 0.02
0.15 | F7.12 | Roads | N/A | Floods | Depth (m) | 0.03
0.2 | F7.12 | Roads | N/A | Floods | Depth (m) | 0.04
0.25 | F7.12 | Roads | N/A | Floods | Depth (m) | 0.07375
0.3 | F7.12 | Roads | N/A | Floods | Depth (m) | 0.1075
0.35 | F7.12 | Roads | N/A | Floods | Depth (m) | 0.14125
0.4 | F7.12 | Roads | N/A | Floods | Depth (m) | 0.175
0.45 | F7.12 | Roads | N/A | Floods | Depth (m) | 0.20875
0.5 | F7.12 | Roads | N/A | Floods | Depth (m) | 0.2425
0.55 | F7.12 | Roads | N/A | Floods | Depth (m) | 0.27625
0.6 | F7.12 | Roads | N/A | Floods | Depth (m) | 0.31
0.65 | F7.12 | Roads | N/A | Floods | Depth (m) | 0.34375
0.7 | F7.12 | Roads | N/A | Floods | Depth (m) | 0.3775
0.75 | F7.12 | Roads | N/A | Floods | Depth (m) | 0.41125
0.8 | F7.12 | Roads | N/A | Floods | Depth (m) | 0.445
0.85 | F7.12 | Roads | N/A | Floods | Depth (m) | 0.47875
0.9 | F7.12 | Roads | N/A | Floods | Depth (m) | 0.5125
0.95 | F7.12 | Roads | N/A | Floods | Depth (m) | 0.54625
1 | F7.12 | Roads | N/A | Floods | Depth (m) | 0.58
1.05 | F7.12 | Roads | N/A | Floods | Depth (m) | 0.592
1.1 | F7.12 | Roads | N/A | Floods | Depth (m) | 0.604
1.15 | F7.12 | Roads | N/A | Floods | Depth (m) | 0.616
1.2 | F7.12 | Roads | N/A | Floods | Depth (m) | 0.628
1.25 | F7.12 | Roads | N/A | Floods | Depth (m) | 0.64
1.3 | F7.12 | Roads | N/A | Floods | Depth (m) | 0.652
1.35 | F7.12 | Roads | N/A | Floods | Depth (m) | 0.664
1.4 | F7.12 | Roads | N/A | Floods | Depth (m) | 0.676
1.45 | F7.12 | Roads | N/A | Floods | Depth (m) | 0.688
1.5 | F7.12 | Roads | N/A | Floods | Depth (m) | 0.7
1.55 | F7.12 | Roads | N/A | Floods | Depth (m) | 0.709
1.6 | F7.12 | Roads | N/A | Floods | Depth (m) | 0.718
1.65 | F7.12 | Roads | N/A | Floods | Depth (m) | 0.727
1.7 | F7.12 | Roads | N/A | Floods | Depth (m) | 0.736
1.75 | F7.12 | Roads | N/A | Floods | Depth (m) | 0.745
1.8 | F7.12 | Roads | N/A | Floods | Depth (m) | 0.754
1.85 | F7.12 | Roads | N/A | Floods | Depth (m) | 0.763
1.9 | F7.12 | Roads | N/A | Floods | Depth (m) | 0.772
1.95 | F7.12 | Roads | N/A | Floods | Depth (m) | 0.781
2 | F7.12 | Roads | N/A | Floods | Depth (m) | 0.79
2.05 | F7.12 | Roads | N/A | Floods | Depth (m) | 0.79425
2.1 | F7.12 | Roads | N/A | Floods | Depth (m) | 0.7985
2.15 | F7.12 | Roads | N/A | Floods | Depth (m) | 0.80275
2.2 | F7.12 | Roads | N/A | Floods | Depth (m) | 0.807
2.25 | F7.12 | Roads | N/A | Floods | Depth (m) | 0.81125
2.3 | F7.12 | Roads | N/A | Floods | Depth (m) | 0.8155
2.35 | F7.12 | Roads | N/A | Floods | Depth (m) | 0.81975
2.4 | F7.12 | Roads | N/A | Floods | Depth (m) | 0.824
2.45 | F7.12 | Roads | N/A | Floods | Depth (m) | 0.82825
2.5 | F7.12 | Roads | N/A | Floods | Depth (m) | 0.8325
2.55 | F7.12 | Roads | N/A | Floods | Depth (m) | 0.83675
2.6 | F7.12 | Roads | N/A | Floods | Depth (m) | 0.841
2.65 | F7.12 | Roads | N/A | Floods | Depth (m) | 0.84525
2.7 | F7.12 | Roads | N/A | Floods | Depth (m) | 0.8495
2.75 | F7.12 | Roads | N/A | Floods | Depth (m) | 0.85375
2.8 | F7.12 | Roads | N/A | Floods | Depth (m) | 0.858
2.85 | F7.12 | Roads | N/A | Floods | Depth (m) | 0.86225
2.9 | F7.12 | Roads | N/A | Floods | Depth (m) | 0.8665
2.95 | F7.12 | Roads | N/A | Floods | Depth (m) | 0.87075
3 | F7.12 | Roads | N/A | Floods | Depth (m) | 0.875
3.05 | F7.12 | Roads | N/A | Floods | Depth (m) | 0.87925
3.1 | F7.12 | Roads | N/A | Floods | Depth (m) | 0.8835
3.15 | F7.12 | Roads | N/A | Floods | Depth (m) | 0.88775
3.2 | F7.12 | Roads | N/A | Floods | Depth (m) | 0.892
3.25 | F7.12 | Roads | N/A | Floods | Depth (m) | 0.89625
3.3 | F7.12 | Roads | N/A | Floods | Depth (m) | 0.9005
3.35 | F7.12 | Roads | N/A | Floods | Depth (m) | 0.90475
3.4 | F7.12 | Roads | N/A | Floods | Depth (m) | 0.909
3.45 | F7.12 | Roads | N/A | Floods | Depth (m) | 0.91325
3.5 | F7.12 | Roads | N/A | Floods | Depth (m) | 0.9175
3.55 | F7.12 | Roads | N/A | Floods | Depth (m) | 0.92175
3.6 | F7.12 | Roads | N/A | Floods | Depth (m) | 0.926
3.65 | F7.12 | Roads | N/A | Floods | Depth (m) | 0.93025
3.7 | F7.12 | Roads | N/A | Floods | Depth (m) | 0.9345
3.75 | F7.12 | Roads | N/A | Floods | Depth (m) | 0.93875
3.8 | F7.12 | Roads | N/A | Floods | Depth (m) | 0.943
3.85 | F7.12 | Roads | N/A | Floods | Depth (m) | 0.94725
3.9 | F7.12 | Roads | N/A | Floods | Depth (m) | 0.9515
3.95 | F7.12 | Roads | N/A | Floods | Depth (m) | 0.95575
4 | F7.12 | Roads | N/A | Floods | Depth (m) | 0.96
4.05 | F7.12 | Roads | N/A | Floods | Depth (m) | 0.962
4.1 | F7.12 | Roads | N/A | Floods | Depth (m) | 0.964
4.15 | F7.12 | Roads | N/A | Floods | Depth (m) | 0.966
4.2 | F7.12 | Roads | N/A | Floods | Depth (m) | 0.968
4.25 | F7.12 | Roads | N/A | Floods | Depth (m) | 0.97
4.3 | F7.12 | Roads | N/A | Floods | Depth (m) | 0.972
4.35 | F7.12 | Roads | N/A | Floods | Depth (m) | 0.974
4.4 | F7.12 | Roads | N/A | Floods | Depth (m) | 0.976
4.45 | F7.12 | Roads | N/A | Floods | Depth (m) | 0.978
4.5 | F7.12 | Roads | N/A | Floods | Depth (m) | 0.98
4.55 | F7.12 | Roads | N/A | Floods | Depth (m) | 0.982
4.6 | F7.12 | Roads | N/A | Floods | Depth (m) | 0.984
4.65 | F7.12 | Roads | N/A | Floods | Depth (m) | 0.986
4.7 | F7.12 | Roads | N/A | Floods | Depth (m) | 0.988
4.75 | F7.12 | Roads | N/A | Floods | Depth (m) | 0.99
4.8 | F7.12 | Roads | N/A | Floods | Depth (m) | 0.992
4.85 | F7.12 | Roads | N/A | Floods | Depth (m) | 0.994
4.9 | F7.12 | Roads | N/A | Floods | Depth (m) | 0.996
4.95 | F7.12 | Roads | N/A | Floods | Depth (m) | 0.998
5 | F7.12 | Roads | N/A | Floods | Depth (m) | 1
5.05 | F7.12 | Roads | N/A | Floods | Depth (m)
5.1 | F7.12 | Roads | N/A | Floods | Depth (m)
5.15 | F7.12 | Roads | N/A | Floods | Depth (m)
5.2 | F7.12 | Roads | N/A | Floods | Depth (m)
5.25 | F7.12 | Roads | N/A | Floods | Depth (m)
5.3 | F7.12 | Roads | N/A | Floods | Depth (m)
5.35 | F7.12 | Roads | N/A | Floods | Depth (m)
5.4 | F7.12 | Roads | N/A | Floods | Depth (m)
5.45 | F7.12 | Roads | N/A | Floods | Depth (m)
5.5 | F7.12 | Roads | N/A | Floods | Depth (m)
5.55 | F7.12 | Roads | N/A | Floods | Depth (m)
5.6 | F7.12 | Roads | N/A | Floods | Depth (m)
5.65 | F7.12 | Roads | N/A | Floods | Depth (m)
5.7 | F7.12 | Roads | N/A | Floods | Depth (m)
5.75 | F7.12 | Roads | N/A | Floods | Depth (m)
5.8 | F7.12 | Roads | N/A | Floods | Depth (m)
5.85 | F7.12 | Roads | N/A | Floods | Depth (m)
5.9 | F7.12 | Roads | N/A | Floods | Depth (m)
5.95 | F7.12 | Roads | N/A | Floods | Depth (m)
6 | F7.12 | Roads | N/A | Floods | Depth (m)
6.05 | F7.12 | Roads | N/A | Floods | Depth (m)
6.1 | F7.12 | Roads | N/A | Floods | Depth (m)
6.15 | F7.12 | Roads | N/A | Floods | Depth (m)
6.2 | F7.12 | Roads | N/A | Floods | Depth (m)
6.25 | F7.12 | Roads | N/A | Floods | Depth (m)
6.3 | F7.12 | Roads | N/A | Floods | Depth (m)
6.35 | F7.12 | Roads | N/A | Floods | Depth (m)
6.4 | F7.12 | Roads | N/A | Floods | Depth (m)
6.45 | F7.12 | Roads | N/A | Floods | Depth (m)
6.5 | F7.12 | Roads | N/A | Floods | Depth (m)
0 | F7.13 | Roads | N/A | Floods | Depth (m) | 0
0.05 | F7.13 | Roads | N/A | Floods | Depth (m) | 0.005
0.1 | F7.13 | Roads | N/A | Floods | Depth (m) | 0.01
0.15 | F7.13 | Roads | N/A | Floods | Depth (m) | 0.015
0.2 | F7.13 | Roads | N/A | Floods | Depth (m) | 0.02
0.25 | F7.13 | Roads | N/A | Floods | Depth (m) | 0.025
0.3 | F7.13 | Roads | N/A | Floods | Depth (m) | 0.03
0.35 | F7.13 | Roads | N/A | Floods | Depth (m) | 0.035
0.4 | F7.13 | Roads | N/A | Floods | Depth (m) | 0.04
0.45 | F7.13 | Roads | N/A | Floods | Depth (m) | 0.045
0.5 | F7.13 | Roads | N/A | Floods | Depth (m) | 0.05
0.55 | F7.13 | Roads | N/A | Floods | Depth (m) | 0.055
0.6 | F7.13 | Roads | N/A | Floods | Depth (m) | 0.06
0.65 | F7.13 | Roads | N/A | Floods | Depth (m) | 0.065
0.7 | F7.13 | Roads | N/A | Floods | Depth (m) | 0.07
0.75 | F7.13 | Roads | N/A | Floods | Depth (m) | 0.075
0.8 | F7.13 | Roads | N/A | Floods | Depth (m) | 0.08
0.85 | F7.13 | Roads | N/A | Floods | Depth (m) | 0.085
0.9 | F7.13 | Roads | N/A | Floods | Depth (m) | 0.09
0.95 | F7.13 | Roads | N/A | Floods | Depth (m) | 0.095
1 | F7.13 | Roads | N/A | Floods | Depth (m) | 0.1
1.05 | F7.13 | Roads | N/A | Floods | Depth (m) | 0.1
1.1 | F7.13 | Roads | N/A | Floods | Depth (m) | 0.1
1.15 | F7.13 | Roads | N/A | Floods | Depth (m) | 0.1
1.2 | F7.13 | Roads | N/A | Floods | Depth (m) | 0.1
1.25 | F7.13 | Roads | N/A | Floods | Depth (m) | 0.1
1.3 | F7.13 | Roads | N/A | Floods | Depth (m) | 0.1
1.35 | F7.13 | Roads | N/A | Floods | Depth (m) | 0.1
1.4 | F7.13 | Roads | N/A | Floods | Depth (m) | 0.1
1.45 | F7.13 | Roads | N/A | Floods | Depth (m) | 0.1
1.5 | F7.13 | Roads | N/A | Floods | Depth (m) | 0.1
1.55 | F7.13 | Roads | N/A | Floods | Depth (m) | 0.1
1.6 | F7.13 | Roads | N/A | Floods | Depth (m) | 0.1
1.65 | F7.13 | Roads | N/A | Floods | Depth (m) | 0.1
1.7 | F7.13 | Roads | N/A | Floods | Depth (m) | 0.1
1.75 | F7.13 | Roads | N/A | Floods | Depth (m) | 0.1
1.8 | F7.13 | Roads | N/A | Floods | Depth (m) | 0.1
1.85 | F7.13 | Roads | N/A | Floods | Depth (m) | 0.1
1.9 | F7.13 | Roads | N/A | Floods | Depth (m) | 0.1
1.95 | F7.13 | Roads | N/A | Floods | Depth (m) | 0.1
2 | F7.13 | Roads | N/A | Floods | Depth (m) | 0.1
2.05 | F7.13 | Roads | N/A | Floods | Depth (m) | 0.1
2.1 | F7.13 | Roads | N/A | Floods | Depth (m) | 0.1
2.15 | F7.13 | Roads | N/A | Floods | Depth (m) | 0.1
2.2 | F7.13 | Roads | N/A | Floods | Depth (m) | 0.1
2.25 | F7.13 | Roads | N/A | Floods | Depth (m) | 0.1
2.3 | F7.13 | Roads | N/A | Floods | Depth (m) | 0.1
2.35 | F7.13 | Roads | N/A | Floods | Depth (m) | 0.1
2.4 | F7.13 | Roads | N/A | Floods | Depth (m) | 0.1
2.45 | F7.13 | Roads | N/A | Floods | Depth (m) | 0.1
2.5 | F7.13 | Roads | N/A | Floods | Depth (m) | 0.1
2.55 | F7.13 | Roads | N/A | Floods | Depth (m) | 0.1
2.6 | F7.13 | Roads | N/A | Floods | Depth (m) | 0.1
2.65 | F7.13 | Roads | N/A | Floods | Depth (m) | 0.1
2.7 | F7.13 | Roads | N/A | Floods | Depth (m) | 0.1
2.75 | F7.13 | Roads | N/A | Floods | Depth (m) | 0.1
2.8 | F7.13 | Roads | N/A | Floods | Depth (m) | 0.1
2.85 | F7.13 | Roads | N/A | Floods | Depth (m) | 0.1
2.9 | F7.13 | Roads | N/A | Floods | Depth (m) | 0.1
2.95 | F7.13 | Roads | N/A | Floods | Depth (m) | 0.1
3 | F7.13 | Roads | N/A | Floods | Depth (m) | 0.1
3.05 | F7.13 | Roads | N/A | Floods | Depth (m) | 0.1
3.1 | F7.13 | Roads | N/A | Floods | Depth (m) | 0.1
3.15 | F7.13 | Roads | N/A | Floods | Depth (m) | 0.1
3.2 | F7.13 | Roads | N/A | Floods | Depth (m) | 0.1
3.25 | F7.13 | Roads | N/A | Floods | Depth (m) | 0.1
3.3 | F7.13 | Roads | N/A | Floods | Depth (m) | 0.1
3.35 | F7.13 | Roads | N/A | Floods | Depth (m) | 0.1
3.4 | F7.13 | Roads | N/A | Floods | Depth (m) | 0.1
3.45 | F7.13 | Roads | N/A | Floods | Depth (m) | 0.1
3.5 | F7.13 | Roads | N/A | Floods | Depth (m) | 0.1
3.55 | F7.13 | Roads | N/A | Floods | Depth (m) | 0.1
3.6 | F7.13 | Roads | N/A | Floods | Depth (m) | 0.1
3.65 | F7.13 | Roads | N/A | Floods | Depth (m) | 0.1
3.7 | F7.13 | Roads | N/A | Floods | Depth (m) | 0.1
3.75 | F7.13 | Roads | N/A | Floods | Depth (m) | 0.1
3.8 | F7.13 | Roads | N/A | Floods | Depth (m) | 0.1
3.85 | F7.13 | Roads | N/A | Floods | Depth (m) | 0.1
3.9 | F7.13 | Roads | N/A | Floods | Depth (m) | 0.1
3.95 | F7.13 | Roads | N/A | Floods | Depth (m) | 0.1
4 | F7.13 | Roads | N/A | Floods | Depth (m) | 0.1
4.05 | F7.13 | Roads | N/A | Floods | Depth (m) | 0.1
4.1 | F7.13 | Roads | N/A | Floods | Depth (m) | 0.1
4.15 | F7.13 | Roads | N/A | Floods | Depth (m) | 0.1
4.2 | F7.13 | Roads | N/A | Floods | Depth (m) | 0.1
4.25 | F7.13 | Roads | N/A | Floods | Depth (m) | 0.1
4.3 | F7.13 | Roads | N/A | Floods | Depth (m) | 0.1
4.35 | F7.13 | Roads | N/A | Floods | Depth (m) | 0.1
4.4 | F7.13 | Roads | N/A | Floods | Depth (m) | 0.1
4.45 | F7.13 | Roads | N/A | Floods | Depth (m) | 0.1
4.5 | F7.13 | Roads | N/A | Floods | Depth (m) | 0.1
4.55 | F7.13 | Roads | N/A | Floods | Depth (m) | 0.1
4.6 | F7.13 | Roads | N/A | Floods | Depth (m) | 0.1
4.65 | F7.13 | Roads | N/A | Floods | Depth (m) | 0.1
4.7 | F7.13 | Roads | N/A | Floods | Depth (m) | 0.1
4.75 | F7.13 | Roads | N/A | Floods | Depth (m) | 0.1
4.8 | F7.13 | Roads | N/A | Floods | Depth (m) | 0.1
4.85 | F7.13 | Roads | N/A | Floods | Depth (m) | 0.1
4.9 | F7.13 | Roads | N/A | Floods | Depth (m) | 0.1
4.95 | F7.13 | Roads | N/A | Floods | Depth (m) | 0.1
5 | F7.13 | Roads | N/A | Floods | Depth (m) | 0.1
5.05 | F7.13 | Roads | N/A | Floods | Depth (m)
5.1 | F7.13 | Roads | N/A | Floods | Depth (m)
5.15 | F7.13 | Roads | N/A | Floods | Depth (m)
5.2 | F7.13 | Roads | N/A | Floods | Depth (m)
5.25 | F7.13 | Roads | N/A | Floods | Depth (m)
5.3 | F7.13 | Roads | N/A | Floods | Depth (m)
5.35 | F7.13 | Roads | N/A | Floods | Depth (m)
5.4 | F7.13 | Roads | N/A | Floods | Depth (m)
5.45 | F7.13 | Roads | N/A | Floods | Depth (m)
5.5 | F7.13 | Roads | N/A | Floods | Depth (m)
5.55 | F7.13 | Roads | N/A | Floods | Depth (m)
5.6 | F7.13 | Roads | N/A | Floods | Depth (m)
5.65 | F7.13 | Roads | N/A | Floods | Depth (m)
5.7 | F7.13 | Roads | N/A | Floods | Depth (m)
5.75 | F7.13 | Roads | N/A | Floods | Depth (m)
5.8 | F7.13 | Roads | N/A | Floods | Depth (m)
5.85 | F7.13 | Roads | N/A | Floods | Depth (m)
5.9 | F7.13 | Roads | N/A | Floods | Depth (m)
5.95 | F7.13 | Roads | N/A | Floods | Depth (m)
6 | F7.13 | Roads | N/A | Floods | Depth (m)
6.05 | F7.13 | Roads | N/A | Floods | Depth (m)
6.1 | F7.13 | Roads | N/A | Floods | Depth (m)
6.15 | F7.13 | Roads | N/A | Floods | Depth (m)
6.2 | F7.13 | Roads | N/A | Floods | Depth (m)
6.25 | F7.13 | Roads | N/A | Floods | Depth (m)
6.3 | F7.13 | Roads | N/A | Floods | Depth (m)
6.35 | F7.13 | Roads | N/A | Floods | Depth (m)
6.4 | F7.13 | Roads | N/A | Floods | Depth (m)
6.45 | F7.13 | Roads | N/A | Floods | Depth (m)
6.5 | F7.13 | Roads | N/A | Floods | Depth (m)
0 | F8.1 | Railways | Double-tracked railway | Floods | Depth (m) | 0
0.05 | F8.1 | Railways | Double-tracked railway | Floods | Depth (m) | 0.016662
0.1 | F8.1 | Railways | Double-tracked railway | Floods | Depth (m) | 0.016662
0.15 | F8.1 | Railways | Double-tracked railway | Floods | Depth (m) | 0.016662
0.2 | F8.1 | Railways | Double-tracked railway | Floods | Depth (m) | 0.19304
0.25 | F8.1 | Railways | Double-tracked railway | Floods | Depth (m) | 0.19304
0.3 | F8.1 | Railways | Double-tracked railway | Floods | Depth (m) | 0.19304
0.35 | F8.1 | Railways | Double-tracked railway | Floods | Depth (m) | 0.19304
0.4 | F8.1 | Railways | Double-tracked railway | Floods | Depth (m) | 0.19304
0.45 | F8.1 | Railways | Double-tracked railway | Floods | Depth (m) | 0.19304
0.5 | F8.1 | Railways | Double-tracked railway | Floods | Depth (m) | 0.19304
0.55 | F8.1 | Railways | Double-tracked railway | Floods | Depth (m) | 0.19304
0.6 | F8.1 | Railways | Double-tracked railway | Floods | Depth (m) | 0.19304
0.65 | F8.1 | Railways | Double-tracked railway | Floods | Depth (m) | 0.19304
0.7 | F8.1 | Railways | Double-tracked railway | Floods | Depth (m) | 0.19304
0.75 | F8.1 | Railways | Double-tracked railway | Floods | Depth (m) | 0.19304
0.8 | F8.1 | Railways | Double-tracked railway | Floods | Depth (m) | 0.19304
0.85 | F8.1 | Railways | Double-tracked railway | Floods | Depth (m) | 0.19304
0.9 | F8.1 | Railways | Double-tracked railway | Floods | Depth (m) | 0.19304
0.95 | F8.1 | Railways | Double-tracked railway | Floods | Depth (m) | 0.19304
1 | F8.1 | Railways | Double-tracked railway | Floods | Depth (m) | 0.19304
1.05 | F8.1 | Railways | Double-tracked railway | Floods | Depth (m) | 0.19304
1.1 | F8.1 | Railways | Double-tracked railway | Floods | Depth (m) | 0.19304
1.15 | F8.1 | Railways | Double-tracked railway | Floods | Depth (m) | 0.19304
1.2 | F8.1 | Railways | Double-tracked railway | Floods | Depth (m) | 0.19304
1.25 | F8.1 | Railways | Double-tracked railway | Floods | Depth (m) | 0.19304
1.3 | F8.1 | Railways | Double-tracked railway | Floods | Depth (m) | 0.19304
1.35 | F8.1 | Railways | Double-tracked railway | Floods | Depth (m) | 0.19304
1.4 | F8.1 | Railways | Double-tracked railway | Floods | Depth (m) | 1
1.45 | F8.1 | Railways | Double-tracked railway | Floods | Depth (m) | 1
1.5 | F8.1 | Railways | Double-tracked railway | Floods | Depth (m) | 1
1.55 | F8.1 | Railways | Double-tracked railway | Floods | Depth (m) | 1
1.6 | F8.1 | Railways | Double-tracked railway | Floods | Depth (m) | 1
1.65 | F8.1 | Railways | Double-tracked railway | Floods | Depth (m) | 1
1.7 | F8.1 | Railways | Double-tracked railway | Floods | Depth (m) | 1
1.75 | F8.1 | Railways | Double-tracked railway | Floods | Depth (m) | 1
1.8 | F8.1 | Railways | Double-tracked railway | Floods | Depth (m) | 1
1.85 | F8.1 | Railways | Double-tracked railway | Floods | Depth (m) | 1
1.9 | F8.1 | Railways | Double-tracked railway | Floods | Depth (m) | 1
1.95 | F8.1 | Railways | Double-tracked railway | Floods | Depth (m) | 1
2 | F8.1 | Railways | Double-tracked railway | Floods | Depth (m) | 1
2.05 | F8.1 | Railways | Double-tracked railway | Floods | Depth (m) | 1
2.1 | F8.1 | Railways | Double-tracked railway | Floods | Depth (m) | 1
2.15 | F8.1 | Railways | Double-tracked railway | Floods | Depth (m) | 1
2.2 | F8.1 | Railways | Double-tracked railway | Floods | Depth (m) | 1
2.25 | F8.1 | Railways | Double-tracked railway | Floods | Depth (m) | 1
2.3 | F8.1 | Railways | Double-tracked railway | Floods | Depth (m) | 1
2.35 | F8.1 | Railways | Double-tracked railway | Floods | Depth (m) | 1
2.4 | F8.1 | Railways | Double-tracked railway | Floods | Depth (m) | 1
2.45 | F8.1 | Railways | Double-tracked railway | Floods | Depth (m) | 1
2.5 | F8.1 | Railways | Double-tracked railway | Floods | Depth (m) | 1
2.55 | F8.1 | Railways | Double-tracked railway | Floods | Depth (m) | 1
2.6 | F8.1 | Railways | Double-tracked railway | Floods | Depth (m) | 1
2.65 | F8.1 | Railways | Double-tracked railway | Floods | Depth (m) | 1
2.7 | F8.1 | Railways | Double-tracked railway | Floods | Depth (m) | 1
2.75 | F8.1 | Railways | Double-tracked railway | Floods | Depth (m) | 1
2.8 | F8.1 | Railways | Double-tracked railway | Floods | Depth (m) | 1
2.85 | F8.1 | Railways | Double-tracked railway | Floods | Depth (m) | 1
2.9 | F8.1 | Railways | Double-tracked railway | Floods | Depth (m) | 1
2.95 | F8.1 | Railways | Double-tracked railway | Floods | Depth (m) | 1
3 | F8.1 | Railways | Double-tracked railway | Floods | Depth (m) | 1
3.05 | F8.1 | Railways | Double-tracked railway | Floods | Depth (m) | 1
3.1 | F8.1 | Railways | Double-tracked railway | Floods | Depth (m) | 1
3.15 | F8.1 | Railways | Double-tracked railway | Floods | Depth (m) | 1
3.2 | F8.1 | Railways | Double-tracked railway | Floods | Depth (m) | 1
3.25 | F8.1 | Railways | Double-tracked railway | Floods | Depth (m) | 1
3.3 | F8.1 | Railways | Double-tracked railway | Floods | Depth (m) | 1
3.35 | F8.1 | Railways | Double-tracked railway | Floods | Depth (m) | 1
3.4 | F8.1 | Railways | Double-tracked railway | Floods | Depth (m) | 1
3.45 | F8.1 | Railways | Double-tracked railway | Floods | Depth (m) | 1
3.5 | F8.1 | Railways | Double-tracked railway | Floods | Depth (m) | 1
3.55 | F8.1 | Railways | Double-tracked railway | Floods | Depth (m) | 1
3.6 | F8.1 | Railways | Double-tracked railway | Floods | Depth (m) | 1
3.65 | F8.1 | Railways | Double-tracked railway | Floods | Depth (m) | 1
3.7 | F8.1 | Railways | Double-tracked railway | Floods | Depth (m) | 1
3.75 | F8.1 | Railways | Double-tracked railway | Floods | Depth (m) | 1
3.8 | F8.1 | Railways | Double-tracked railway | Floods | Depth (m) | 1
3.85 | F8.1 | Railways | Double-tracked railway | Floods | Depth (m) | 1
3.9 | F8.1 | Railways | Double-tracked railway | Floods | Depth (m) | 1
3.95 | F8.1 | Railways | Double-tracked railway | Floods | Depth (m) | 1
4 | F8.1 | Railways | Double-tracked railway | Floods | Depth (m) | 1
4.05 | F8.1 | Railways | Double-tracked railway | Floods | Depth (m) | 1
4.1 | F8.1 | Railways | Double-tracked railway | Floods | Depth (m) | 1
4.15 | F8.1 | Railways | Double-tracked railway | Floods | Depth (m) | 1
4.2 | F8.1 | Railways | Double-tracked railway | Floods | Depth (m) | 1
4.25 | F8.1 | Railways | Double-tracked railway | Floods | Depth (m) | 1
4.3 | F8.1 | Railways | Double-tracked railway | Floods | Depth (m) | 1
4.35 | F8.1 | Railways | Double-tracked railway | Floods | Depth (m) | 1
4.4 | F8.1 | Railways | Double-tracked railway | Floods | Depth (m) | 1
4.45 | F8.1 | Railways | Double-tracked railway | Floods | Depth (m) | 1
4.5 | F8.1 | Railways | Double-tracked railway | Floods | Depth (m) | 1
4.55 | F8.1 | Railways | Double-tracked railway | Floods | Depth (m) | 1
4.6 | F8.1 | Railways | Double-tracked railway | Floods | Depth (m) | 1
4.65 | F8.1 | Railways | Double-tracked railway | Floods | Depth (m) | 1
4.7 | F8.1 | Railways | Double-tracked railway | Floods | Depth (m) | 1
4.75 | F8.1 | Railways | Double-tracked railway | Floods | Depth (m) | 1
4.8 | F8.1 | Railways | Double-tracked railway | Floods | Depth (m) | 1
4.85 | F8.1 | Railways | Double-tracked railway | Floods | Depth (m) | 1
4.9 | F8.1 | Railways | Double-tracked railway | Floods | Depth (m) | 1
4.95 | F8.1 | Railways | Double-tracked railway | Floods | Depth (m) | 1
5 | F8.1 | Railways | Double-tracked railway | Floods | Depth (m) | 1
5.05 | F8.1 | Railways | Double-tracked railway | Floods | Depth (m) | 1
5.1 | F8.1 | Railways | Double-tracked railway | Floods | Depth (m) | 1
5.15 | F8.1 | Railways | Double-tracked railway | Floods | Depth (m) | 1
5.2 | F8.1 | Railways | Double-tracked railway | Floods | Depth (m) | 1
5.25 | F8.1 | Railways | Double-tracked railway | Floods | Depth (m) | 1
5.3 | F8.1 | Railways | Double-tracked railway | Floods | Depth (m) | 1
5.35 | F8.1 | Railways | Double-tracked railway | Floods | Depth (m) | 1
5.4 | F8.1 | Railways | Double-tracked railway | Floods | Depth (m) | 1
5.45 | F8.1 | Railways | Double-tracked railway | Floods | Depth (m) | 1
5.5 | F8.1 | Railways | Double-tracked railway | Floods | Depth (m) | 1
5.55 | F8.1 | Railways | Double-tracked railway | Floods | Depth (m) | 1
5.6 | F8.1 | Railways | Double-tracked railway | Floods | Depth (m) | 1
5.65 | F8.1 | Railways | Double-tracked railway | Floods | Depth (m) | 1
5.7 | F8.1 | Railways | Double-tracked railway | Floods | Depth (m) | 1
5.75 | F8.1 | Railways | Double-tracked railway | Floods | Depth (m) | 1
5.8 | F8.1 | Railways | Double-tracked railway | Floods | Depth (m) | 1
5.85 | F8.1 | Railways | Double-tracked railway | Floods | Depth (m) | 1
5.9 | F8.1 | Railways | Double-tracked railway | Floods | Depth (m) | 1
5.95 | F8.1 | Railways | Double-tracked railway | Floods | Depth (m) | 1
6 | F8.1 | Railways | Double-tracked railway | Floods | Depth (m) | 1
6.05 | F8.1 | Railways | Double-tracked railway | Floods | Depth (m)
6.1 | F8.1 | Railways | Double-tracked railway | Floods | Depth (m)
6.15 | F8.1 | Railways | Double-tracked railway | Floods | Depth (m)
6.2 | F8.1 | Railways | Double-tracked railway | Floods | Depth (m)
6.25 | F8.1 | Railways | Double-tracked railway | Floods | Depth (m)
6.3 | F8.1 | Railways | Double-tracked railway | Floods | Depth (m)
6.35 | F8.1 | Railways | Double-tracked railway | Floods | Depth (m)
6.4 | F8.1 | Railways | Double-tracked railway | Floods | Depth (m)
6.45 | F8.1 | Railways | Double-tracked railway | Floods | Depth (m)
6.5 | F8.1 | Railways | Double-tracked railway | Floods | Depth (m)
0 | F8.2 | Railways | Double-tracked railway | Floods | Depth (m) | 0
0.05 | F8.2 | Railways | Double-tracked railway | Floods | Depth (m) | 0.014
0.1 | F8.2 | Railways | Double-tracked railway | Floods | Depth (m) | 0.028
0.15 | F8.2 | Railways | Double-tracked railway | Floods | Depth (m) | 0.042
0.2 | F8.2 | Railways | Double-tracked railway | Floods | Depth (m) | 0.056
0.25 | F8.2 | Railways | Double-tracked railway | Floods | Depth (m) | 0.07
0.3 | F8.2 | Railways | Double-tracked railway | Floods | Depth (m) | 0.084
0.35 | F8.2 | Railways | Double-tracked railway | Floods | Depth (m) | 0.098
0.4 | F8.2 | Railways | Double-tracked railway | Floods | Depth (m) | 0.112
0.45 | F8.2 | Railways | Double-tracked railway | Floods | Depth (m) | 0.126
0.5 | F8.2 | Railways | Double-tracked railway | Floods | Depth (m) | 0.14
0.55 | F8.2 | Railways | Double-tracked railway | Floods | Depth (m) | 0.154
0.6 | F8.2 | Railways | Double-tracked railway | Floods | Depth (m) | 0.168
0.65 | F8.2 | Railways | Double-tracked railway | Floods | Depth (m) | 0.182
0.7 | F8.2 | Railways | Double-tracked railway | Floods | Depth (m) | 0.196
0.75 | F8.2 | Railways | Double-tracked railway | Floods | Depth (m) | 0.21
0.8 | F8.2 | Railways | Double-tracked railway | Floods | Depth (m) | 0.224
0.85 | F8.2 | Railways | Double-tracked railway | Floods | Depth (m) | 0.238
0.9 | F8.2 | Railways | Double-tracked railway | Floods | Depth (m) | 0.252
0.95 | F8.2 | Railways | Double-tracked railway | Floods | Depth (m) | 0.266
1 | F8.2 | Railways | Double-tracked railway | Floods | Depth (m) | 0.28
1.05 | F8.2 | Railways | Double-tracked railway | Floods | Depth (m) | 0.289
1.1 | F8.2 | Railways | Double-tracked railway | Floods | Depth (m) | 0.298
1.15 | F8.2 | Railways | Double-tracked railway | Floods | Depth (m) | 0.307
1.2 | F8.2 | Railways | Double-tracked railway | Floods | Depth (m) | 0.316
1.25 | F8.2 | Railways | Double-tracked railway | Floods | Depth (m) | 0.325
1.3 | F8.2 | Railways | Double-tracked railway | Floods | Depth (m) | 0.334
1.35 | F8.2 | Railways | Double-tracked railway | Floods | Depth (m) | 0.343
1.4 | F8.2 | Railways | Double-tracked railway | Floods | Depth (m) | 0.352
1.45 | F8.2 | Railways | Double-tracked railway | Floods | Depth (m) | 0.361
1.5 | F8.2 | Railways | Double-tracked railway | Floods | Depth (m) | 0.37
1.55 | F8.2 | Railways | Double-tracked railway | Floods | Depth (m) | 0.379
1.6 | F8.2 | Railways | Double-tracked railway | Floods | Depth (m) | 0.388
1.65 | F8.2 | Railways | Double-tracked railway | Floods | Depth (m) | 0.397
1.7 | F8.2 | Railways | Double-tracked railway | Floods | Depth (m) | 0.406
1.75 | F8.2 | Railways | Double-tracked railway | Floods | Depth (m) | 0.415
1.8 | F8.2 | Railways | Double-tracked railway | Floods | Depth (m) | 0.424
1.85 | F8.2 | Railways | Double-tracked railway | Floods | Depth (m) | 0.433
1.9 | F8.2 | Railways | Double-tracked railway | Floods | Depth (m) | 0.442
1.95 | F8.2 | Railways | Double-tracked railway | Floods | Depth (m) | 0.451
2 | F8.2 | Railways | Double-tracked railway | Floods | Depth (m) | 0.46
2.05 | F8.2 | Railways | Double-tracked railway | Floods | Depth (m) | 0.469
2.1 | F8.2 | Railways | Double-tracked railway | Floods | Depth (m) | 0.478
2.15 | F8.2 | Railways | Double-tracked railway | Floods | Depth (m) | 0.487
2.2 | F8.2 | Railways | Double-tracked railway | Floods | Depth (m) | 0.496
2.25 | F8.2 | Railways | Double-tracked railway | Floods | Depth (m) | 0.505
2.3 | F8.2 | Railways | Double-tracked railway | Floods | Depth (m) | 0.514
2.35 | F8.2 | Railways | Double-tracked railway | Floods | Depth (m) | 0.523
2.4 | F8.2 | Railways | Double-tracked railway | Floods | Depth (m) | 0.532
2.45 | F8.2 | Railways | Double-tracked railway | Floods | Depth (m) | 0.541
2.5 | F8.2 | Railways | Double-tracked railway | Floods | Depth (m) | 0.55
2.55 | F8.2 | Railways | Double-tracked railway | Floods | Depth (m) | 0.559
2.6 | F8.2 | Railways | Double-tracked railway | Floods | Depth (m) | 0.568
2.65 | F8.2 | Railways | Double-tracked railway | Floods | Depth (m) | 0.577
2.7 | F8.2 | Railways | Double-tracked railway | Floods | Depth (m) | 0.586
2.75 | F8.2 | Railways | Double-tracked railway | Floods | Depth (m) | 0.595
2.8 | F8.2 | Railways | Double-tracked railway | Floods | Depth (m) | 0.604
2.85 | F8.2 | Railways | Double-tracked railway | Floods | Depth (m) | 0.613
2.9 | F8.2 | Railways | Double-tracked railway | Floods | Depth (m) | 0.622
2.95 | F8.2 | Railways | Double-tracked railway | Floods | Depth (m) | 0.631
3 | F8.2 | Railways | Double-tracked railway | Floods | Depth (m) | 0.64
3.05 | F8.2 | Railways | Double-tracked railway | Floods | Depth (m) | 0.649
3.1 | F8.2 | Railways | Double-tracked railway | Floods | Depth (m) | 0.658
3.15 | F8.2 | Railways | Double-tracked railway | Floods | Depth (m) | 0.667
3.2 | F8.2 | Railways | Double-tracked railway | Floods | Depth (m) | 0.676
3.25 | F8.2 | Railways | Double-tracked railway | Floods | Depth (m) | 0.685
3.3 | F8.2 | Railways | Double-tracked railway | Floods | Depth (m) | 0.694
3.35 | F8.2 | Railways | Double-tracked railway | Floods | Depth (m) | 0.703
3.4 | F8.2 | Railways | Double-tracked railway | Floods | Depth (m) | 0.712
3.45 | F8.2 | Railways | Double-tracked railway | Floods | Depth (m) | 0.721
3.5 | F8.2 | Railways | Double-tracked railway | Floods | Depth (m) | 0.73
3.55 | F8.2 | Railways | Double-tracked railway | Floods | Depth (m) | 0.739
3.6 | F8.2 | Railways | Double-tracked railway | Floods | Depth (m) | 0.748
3.65 | F8.2 | Railways | Double-tracked railway | Floods | Depth (m) | 0.757
3.7 | F8.2 | Railways | Double-tracked railway | Floods | Depth (m) | 0.766
3.75 | F8.2 | Railways | Double-tracked railway | Floods | Depth (m) | 0.775
3.8 | F8.2 | Railways | Double-tracked railway | Floods | Depth (m) | 0.784
3.85 | F8.2 | Railways | Double-tracked railway | Floods | Depth (m) | 0.793
3.9 | F8.2 | Railways | Double-tracked railway | Floods | Depth (m) | 0.802
3.95 | F8.2 | Railways | Double-tracked railway | Floods | Depth (m) | 0.811
4 | F8.2 | Railways | Double-tracked railway | Floods | Depth (m) | 0.82
4.05 | F8.2 | Railways | Double-tracked railway | Floods | Depth (m) | 0.829
4.1 | F8.2 | Railways | Double-tracked railway | Floods | Depth (m) | 0.838
4.15 | F8.2 | Railways | Double-tracked railway | Floods | Depth (m) | 0.847
4.2 | F8.2 | Railways | Double-tracked railway | Floods | Depth (m) | 0.856
4.25 | F8.2 | Railways | Double-tracked railway | Floods | Depth (m) | 0.865
4.3 | F8.2 | Railways | Double-tracked railway | Floods | Depth (m) | 0.874
4.35 | F8.2 | Railways | Double-tracked railway | Floods | Depth (m) | 0.883
4.4 | F8.2 | Railways | Double-tracked railway | Floods | Depth (m) | 0.892
4.45 | F8.2 | Railways | Double-tracked railway | Floods | Depth (m) | 0.901
4.5 | F8.2 | Railways | Double-tracked railway | Floods | Depth (m) | 0.91
4.55 | F8.2 | Railways | Double-tracked railway | Floods | Depth (m) | 0.919
4.6 | F8.2 | Railways | Double-tracked railway | Floods | Depth (m) | 0.928
4.65 | F8.2 | Railways | Double-tracked railway | Floods | Depth (m) | 0.937
4.7 | F8.2 | Railways | Double-tracked railway | Floods | Depth (m) | 0.946
4.75 | F8.2 | Railways | Double-tracked railway | Floods | Depth (m) | 0.955
4.8 | F8.2 | Railways | Double-tracked railway | Floods | Depth (m) | 0.964
4.85 | F8.2 | Railways | Double-tracked railway | Floods | Depth (m) | 0.973
4.9 | F8.2 | Railways | Double-tracked railway | Floods | Depth (m) | 0.982
4.95 | F8.2 | Railways | Double-tracked railway | Floods | Depth (m) | 0.991
5 | F8.2 | Railways | Double-tracked railway | Floods | Depth (m) | 1
5.05 | F8.2 | Railways | Double-tracked railway | Floods | Depth (m) | 1
5.1 | F8.2 | Railways | Double-tracked railway | Floods | Depth (m) | 1
5.15 | F8.2 | Railways | Double-tracked railway | Floods | Depth (m) | 1
5.2 | F8.2 | Railways | Double-tracked railway | Floods | Depth (m) | 1
5.25 | F8.2 | Railways | Double-tracked railway | Floods | Depth (m) | 1
5.3 | F8.2 | Railways | Double-tracked railway | Floods | Depth (m) | 1
5.35 | F8.2 | Railways | Double-tracked railway | Floods | Depth (m) | 1
5.4 | F8.2 | Railways | Double-tracked railway | Floods | Depth (m) | 1
5.45 | F8.2 | Railways | Double-tracked railway | Floods | Depth (m) | 1
5.5 | F8.2 | Railways | Double-tracked railway | Floods | Depth (m) | 1
5.55 | F8.2 | Railways | Double-tracked railway | Floods | Depth (m) | 1
5.6 | F8.2 | Railways | Double-tracked railway | Floods | Depth (m) | 1
5.65 | F8.2 | Railways | Double-tracked railway | Floods | Depth (m) | 1
5.7 | F8.2 | Railways | Double-tracked railway | Floods | Depth (m) | 1
5.75 | F8.2 | Railways | Double-tracked railway | Floods | Depth (m) | 1
5.8 | F8.2 | Railways | Double-tracked railway | Floods | Depth (m) | 1
5.85 | F8.2 | Railways | Double-tracked railway | Floods | Depth (m) | 1
5.9 | F8.2 | Railways | Double-tracked railway | Floods | Depth (m) | 1
5.95 | F8.2 | Railways | Double-tracked railway | Floods | Depth (m) | 1
6 | F8.2 | Railways | Double-tracked railway | Floods | Depth (m) | 1
6.05 | F8.2 | Railways | Double-tracked railway | Floods | Depth (m)
6.1 | F8.2 | Railways | Double-tracked railway | Floods | Depth (m)
6.15 | F8.2 | Railways | Double-tracked railway | Floods | Depth (m)
6.2 | F8.2 | Railways | Double-tracked railway | Floods | Depth (m)
6.25 | F8.2 | Railways | Double-tracked railway | Floods | Depth (m)
6.3 | F8.2 | Railways | Double-tracked railway | Floods | Depth (m)
6.35 | F8.2 | Railways | Double-tracked railway | Floods | Depth (m)
6.4 | F8.2 | Railways | Double-tracked railway | Floods | Depth (m)
6.45 | F8.2 | Railways | Double-tracked railway | Floods | Depth (m)
6.5 | F8.2 | Railways | Double-tracked railway | Floods | Depth (m)
0 | F8.3 | Railways | N/A | Floods | Depth (m) | 0
0.05 | F8.3 | Railways | N/A | Floods | Depth (m) | 0.014
0.1 | F8.3 | Railways | N/A | Floods | Depth (m) | 0.028
0.15 | F8.3 | Railways | N/A | Floods | Depth (m) | 0.042
0.2 | F8.3 | Railways | N/A | Floods | Depth (m) | 0.056
0.25 | F8.3 | Railways | N/A | Floods | Depth (m) | 0.07
0.3 | F8.3 | Railways | N/A | Floods | Depth (m) | 0.084
0.35 | F8.3 | Railways | N/A | Floods | Depth (m) | 0.098
0.4 | F8.3 | Railways | N/A | Floods | Depth (m) | 0.112
0.45 | F8.3 | Railways | N/A | Floods | Depth (m) | 0.126
0.5 | F8.3 | Railways | N/A | Floods | Depth (m) | 0.14
0.55 | F8.3 | Railways | N/A | Floods | Depth (m) | 0.154
0.6 | F8.3 | Railways | N/A | Floods | Depth (m) | 0.168
0.65 | F8.3 | Railways | N/A | Floods | Depth (m) | 0.182
0.7 | F8.3 | Railways | N/A | Floods | Depth (m) | 0.196
0.75 | F8.3 | Railways | N/A | Floods | Depth (m) | 0.21
0.8 | F8.3 | Railways | N/A | Floods | Depth (m) | 0.224
0.85 | F8.3 | Railways | N/A | Floods | Depth (m) | 0.238
0.9 | F8.3 | Railways | N/A | Floods | Depth (m) | 0.252
0.95 | F8.3 | Railways | N/A | Floods | Depth (m) | 0.266
1 | F8.3 | Railways | N/A | Floods | Depth (m) | 0.28
1.05 | F8.3 | Railways | N/A | Floods | Depth (m) | 0.289
1.1 | F8.3 | Railways | N/A | Floods | Depth (m) | 0.298
1.15 | F8.3 | Railways | N/A | Floods | Depth (m) | 0.307
1.2 | F8.3 | Railways | N/A | Floods | Depth (m) | 0.316
1.25 | F8.3 | Railways | N/A | Floods | Depth (m) | 0.325
1.3 | F8.3 | Railways | N/A | Floods | Depth (m) | 0.334
1.35 | F8.3 | Railways | N/A | Floods | Depth (m) | 0.343
1.4 | F8.3 | Railways | N/A | Floods | Depth (m) | 0.352
1.45 | F8.3 | Railways | N/A | Floods | Depth (m) | 0.361
1.5 | F8.3 | Railways | N/A | Floods | Depth (m) | 0.37
1.55 | F8.3 | Railways | N/A | Floods | Depth (m) | 0.379
1.6 | F8.3 | Railways | N/A | Floods | Depth (m) | 0.388
1.65 | F8.3 | Railways | N/A | Floods | Depth (m) | 0.397
1.7 | F8.3 | Railways | N/A | Floods | Depth (m) | 0.406
1.75 | F8.3 | Railways | N/A | Floods | Depth (m) | 0.415
1.8 | F8.3 | Railways | N/A | Floods | Depth (m) | 0.424
1.85 | F8.3 | Railways | N/A | Floods | Depth (m) | 0.433
1.9 | F8.3 | Railways | N/A | Floods | Depth (m) | 0.442
1.95 | F8.3 | Railways | N/A | Floods | Depth (m) | 0.451
2 | F8.3 | Railways | N/A | Floods | Depth (m) | 0.46
2.05 | F8.3 | Railways | N/A | Floods | Depth (m) | 0.469
2.1 | F8.3 | Railways | N/A | Floods | Depth (m) | 0.478
2.15 | F8.3 | Railways | N/A | Floods | Depth (m) | 0.487
2.2 | F8.3 | Railways | N/A | Floods | Depth (m) | 0.496
2.25 | F8.3 | Railways | N/A | Floods | Depth (m) | 0.505
2.3 | F8.3 | Railways | N/A | Floods | Depth (m) | 0.514
2.35 | F8.3 | Railways | N/A | Floods | Depth (m) | 0.523
2.4 | F8.3 | Railways | N/A | Floods | Depth (m) | 0.532
2.45 | F8.3 | Railways | N/A | Floods | Depth (m) | 0.541
2.5 | F8.3 | Railways | N/A | Floods | Depth (m) | 0.55
2.55 | F8.3 | Railways | N/A | Floods | Depth (m) | 0.559
2.6 | F8.3 | Railways | N/A | Floods | Depth (m) | 0.568
2.65 | F8.3 | Railways | N/A | Floods | Depth (m) | 0.577
2.7 | F8.3 | Railways | N/A | Floods | Depth (m) | 0.586
2.75 | F8.3 | Railways | N/A | Floods | Depth (m) | 0.595
2.8 | F8.3 | Railways | N/A | Floods | Depth (m) | 0.604
2.85 | F8.3 | Railways | N/A | Floods | Depth (m) | 0.613
2.9 | F8.3 | Railways | N/A | Floods | Depth (m) | 0.622
2.95 | F8.3 | Railways | N/A | Floods | Depth (m) | 0.631
3 | F8.3 | Railways | N/A | Floods | Depth (m) | 0.64
3.05 | F8.3 | Railways | N/A | Floods | Depth (m) | 0.649
3.1 | F8.3 | Railways | N/A | Floods | Depth (m) | 0.658
3.15 | F8.3 | Railways | N/A | Floods | Depth (m) | 0.667
3.2 | F8.3 | Railways | N/A | Floods | Depth (m) | 0.676
3.25 | F8.3 | Railways | N/A | Floods | Depth (m) | 0.685
3.3 | F8.3 | Railways | N/A | Floods | Depth (m) | 0.694
3.35 | F8.3 | Railways | N/A | Floods | Depth (m) | 0.703
3.4 | F8.3 | Railways | N/A | Floods | Depth (m) | 0.712
3.45 | F8.3 | Railways | N/A | Floods | Depth (m) | 0.721
3.5 | F8.3 | Railways | N/A | Floods | Depth (m) | 0.73
3.55 | F8.3 | Railways | N/A | Floods | Depth (m) | 0.739
3.6 | F8.3 | Railways | N/A | Floods | Depth (m) | 0.748
3.65 | F8.3 | Railways | N/A | Floods | Depth (m) | 0.757
3.7 | F8.3 | Railways | N/A | Floods | Depth (m) | 0.766
3.75 | F8.3 | Railways | N/A | Floods | Depth (m) | 0.775
3.8 | F8.3 | Railways | N/A | Floods | Depth (m) | 0.784
3.85 | F8.3 | Railways | N/A | Floods | Depth (m) | 0.793
3.9 | F8.3 | Railways | N/A | Floods | Depth (m) | 0.802
3.95 | F8.3 | Railways | N/A | Floods | Depth (m) | 0.811
4 | F8.3 | Railways | N/A | Floods | Depth (m) | 0.82
4.05 | F8.3 | Railways | N/A | Floods | Depth (m) | 0.829
4.1 | F8.3 | Railways | N/A | Floods | Depth (m) | 0.838
4.15 | F8.3 | Railways | N/A | Floods | Depth (m) | 0.847
4.2 | F8.3 | Railways | N/A | Floods | Depth (m) | 0.856
4.25 | F8.3 | Railways | N/A | Floods | Depth (m) | 0.865
4.3 | F8.3 | Railways | N/A | Floods | Depth (m) | 0.874
4.35 | F8.3 | Railways | N/A | Floods | Depth (m) | 0.883
4.4 | F8.3 | Railways | N/A | Floods | Depth (m) | 0.892
4.45 | F8.3 | Railways | N/A | Floods | Depth (m) | 0.901
4.5 | F8.3 | Railways | N/A | Floods | Depth (m) | 0.91
4.55 | F8.3 | Railways | N/A | Floods | Depth (m) | 0.919
4.6 | F8.3 | Railways | N/A | Floods | Depth (m) | 0.928
4.65 | F8.3 | Railways | N/A | Floods | Depth (m) | 0.937
4.7 | F8.3 | Railways | N/A | Floods | Depth (m) | 0.946
4.75 | F8.3 | Railways | N/A | Floods | Depth (m) | 0.955
4.8 | F8.3 | Railways | N/A | Floods | Depth (m) | 0.964
4.85 | F8.3 | Railways | N/A | Floods | Depth (m) | 0.973
4.9 | F8.3 | Railways | N/A | Floods | Depth (m) | 0.982
4.95 | F8.3 | Railways | N/A | Floods | Depth (m) | 0.991
5 | F8.3 | Railways | N/A | Floods | Depth (m) | 1
5.05 | F8.3 | Railways | N/A | Floods | Depth (m) | 1
5.1 | F8.3 | Railways | N/A | Floods | Depth (m) | 1
5.15 | F8.3 | Railways | N/A | Floods | Depth (m) | 1
5.2 | F8.3 | Railways | N/A | Floods | Depth (m) | 1
5.25 | F8.3 | Railways | N/A | Floods | Depth (m) | 1
5.3 | F8.3 | Railways | N/A | Floods | Depth (m) | 1
5.35 | F8.3 | Railways | N/A | Floods | Depth (m) | 1
5.4 | F8.3 | Railways | N/A | Floods | Depth (m) | 1
5.45 | F8.3 | Railways | N/A | Floods | Depth (m) | 1
5.5 | F8.3 | Railways | N/A | Floods | Depth (m) | 1
5.55 | F8.3 | Railways | N/A | Floods | Depth (m) | 1
5.6 | F8.3 | Railways | N/A | Floods | Depth (m) | 1
5.65 | F8.3 | Railways | N/A | Floods | Depth (m) | 1
5.7 | F8.3 | Railways | N/A | Floods | Depth (m) | 1
5.75 | F8.3 | Railways | N/A | Floods | Depth (m) | 1
5.8 | F8.3 | Railways | N/A | Floods | Depth (m) | 1
5.85 | F8.3 | Railways | N/A | Floods | Depth (m) | 1
5.9 | F8.3 | Railways | N/A | Floods | Depth (m) | 1
5.95 | F8.3 | Railways | N/A | Floods | Depth (m) | 1
6 | F8.3 | Railways | N/A | Floods | Depth (m) | 1
6.05 | F8.3 | Railways | N/A | Floods | Depth (m)
6.1 | F8.3 | Railways | N/A | Floods | Depth (m)
6.15 | F8.3 | Railways | N/A | Floods | Depth (m)
6.2 | F8.3 | Railways | N/A | Floods | Depth (m)
6.25 | F8.3 | Railways | N/A | Floods | Depth (m)
6.3 | F8.3 | Railways | N/A | Floods | Depth (m)
6.35 | F8.3 | Railways | N/A | Floods | Depth (m)
6.4 | F8.3 | Railways | N/A | Floods | Depth (m)
6.45 | F8.3 | Railways | N/A | Floods | Depth (m)
6.5 | F8.3 | Railways | N/A | Floods | Depth (m)
0 | F8.4 | Railways | N/A | Floods | Depth (m) | 0
0.05 | F8.4 | Railways | N/A | Floods | Depth (m) | 0.014
0.1 | F8.4 | Railways | N/A | Floods | Depth (m) | 0.02
0.15 | F8.4 | Railways | N/A | Floods | Depth (m) | 0.03
0.2 | F8.4 | Railways | N/A | Floods | Depth (m) | 0.04
0.25 | F8.4 | Railways | N/A | Floods | Depth (m) | 0.07375
0.3 | F8.4 | Railways | N/A | Floods | Depth (m) | 0.1075
0.35 | F8.4 | Railways | N/A | Floods | Depth (m) | 0.14125
0.4 | F8.4 | Railways | N/A | Floods | Depth (m) | 0.175
0.45 | F8.4 | Railways | N/A | Floods | Depth (m) | 0.20875
0.5 | F8.4 | Railways | N/A | Floods | Depth (m) | 0.2425
0.55 | F8.4 | Railways | N/A | Floods | Depth (m) | 0.27625
0.6 | F8.4 | Railways | N/A | Floods | Depth (m) | 0.31
0.65 | F8.4 | Railways | N/A | Floods | Depth (m) | 0.34375
0.7 | F8.4 | Railways | N/A | Floods | Depth (m) | 0.3775
0.75 | F8.4 | Railways | N/A | Floods | Depth (m) | 0.41125
0.8 | F8.4 | Railways | N/A | Floods | Depth (m) | 0.445
0.85 | F8.4 | Railways | N/A | Floods | Depth (m) | 0.47875
0.9 | F8.4 | Railways | N/A | Floods | Depth (m) | 0.5125
0.95 | F8.4 | Railways | N/A | Floods | Depth (m) | 0.54625
1 | F8.4 | Railways | N/A | Floods | Depth (m) | 0.58
1.05 | F8.4 | Railways | N/A | Floods | Depth (m) | 0.592
1.1 | F8.4 | Railways | N/A | Floods | Depth (m) | 0.604
1.15 | F8.4 | Railways | N/A | Floods | Depth (m) | 0.616
1.2 | F8.4 | Railways | N/A | Floods | Depth (m) | 0.628
1.25 | F8.4 | Railways | N/A | Floods | Depth (m) | 0.64
1.3 | F8.4 | Railways | N/A | Floods | Depth (m) | 0.652
1.35 | F8.4 | Railways | N/A | Floods | Depth (m) | 0.664
1.4 | F8.4 | Railways | N/A | Floods | Depth (m) | 0.676
1.45 | F8.4 | Railways | N/A | Floods | Depth (m) | 0.688
1.5 | F8.4 | Railways | N/A | Floods | Depth (m) | 0.7
1.55 | F8.4 | Railways | N/A | Floods | Depth (m) | 0.709
1.6 | F8.4 | Railways | N/A | Floods | Depth (m) | 0.718
1.65 | F8.4 | Railways | N/A | Floods | Depth (m) | 0.727
1.7 | F8.4 | Railways | N/A | Floods | Depth (m) | 0.736
1.75 | F8.4 | Railways | N/A | Floods | Depth (m) | 0.745
1.8 | F8.4 | Railways | N/A | Floods | Depth (m) | 0.754
1.85 | F8.4 | Railways | N/A | Floods | Depth (m) | 0.763
1.9 | F8.4 | Railways | N/A | Floods | Depth (m) | 0.772
1.95 | F8.4 | Railways | N/A | Floods | Depth (m) | 0.781
2 | F8.4 | Railways | N/A | Floods | Depth (m) | 0.79
2.05 | F8.4 | Railways | N/A | Floods | Depth (m) | 0.79425
2.1 | F8.4 | Railways | N/A | Floods | Depth (m) | 0.7985
2.15 | F8.4 | Railways | N/A | Floods | Depth (m) | 0.80275
2.2 | F8.4 | Railways | N/A | Floods | Depth (m) | 0.807
2.25 | F8.4 | Railways | N/A | Floods | Depth (m) | 0.81125
2.3 | F8.4 | Railways | N/A | Floods | Depth (m) | 0.8155
2.35 | F8.4 | Railways | N/A | Floods | Depth (m) | 0.81975
2.4 | F8.4 | Railways | N/A | Floods | Depth (m) | 0.824
2.45 | F8.4 | Railways | N/A | Floods | Depth (m) | 0.82825
2.5 | F8.4 | Railways | N/A | Floods | Depth (m) | 0.8325
2.55 | F8.4 | Railways | N/A | Floods | Depth (m) | 0.83675
2.6 | F8.4 | Railways | N/A | Floods | Depth (m) | 0.841
2.65 | F8.4 | Railways | N/A | Floods | Depth (m) | 0.84525
2.7 | F8.4 | Railways | N/A | Floods | Depth (m) | 0.8495
2.75 | F8.4 | Railways | N/A | Floods | Depth (m) | 0.85375
2.8 | F8.4 | Railways | N/A | Floods | Depth (m) | 0.858
2.85 | F8.4 | Railways | N/A | Floods | Depth (m) | 0.86225
2.9 | F8.4 | Railways | N/A | Floods | Depth (m) | 0.8665
2.95 | F8.4 | Railways | N/A | Floods | Depth (m) | 0.87075
3 | F8.4 | Railways | N/A | Floods | Depth (m) | 0.875
3.05 | F8.4 | Railways | N/A | Floods | Depth (m) | 0.87925
3.1 | F8.4 | Railways | N/A | Floods | Depth (m) | 0.8835
3.15 | F8.4 | Railways | N/A | Floods | Depth (m) | 0.88775
3.2 | F8.4 | Railways | N/A | Floods | Depth (m) | 0.892
3.25 | F8.4 | Railways | N/A | Floods | Depth (m) | 0.89625
3.3 | F8.4 | Railways | N/A | Floods | Depth (m) | 0.9005
3.35 | F8.4 | Railways | N/A | Floods | Depth (m) | 0.90475
3.4 | F8.4 | Railways | N/A | Floods | Depth (m) | 0.909
3.45 | F8.4 | Railways | N/A | Floods | Depth (m) | 0.91325
3.5 | F8.4 | Railways | N/A | Floods | Depth (m) | 0.9175
3.55 | F8.4 | Railways | N/A | Floods | Depth (m) | 0.92175
3.6 | F8.4 | Railways | N/A | Floods | Depth (m) | 0.926
3.65 | F8.4 | Railways | N/A | Floods | Depth (m) | 0.93025
3.7 | F8.4 | Railways | N/A | Floods | Depth (m) | 0.9345
3.75 | F8.4 | Railways | N/A | Floods | Depth (m) | 0.93875
3.8 | F8.4 | Railways | N/A | Floods | Depth (m) | 0.943
3.85 | F8.4 | Railways | N/A | Floods | Depth (m) | 0.94725
3.9 | F8.4 | Railways | N/A | Floods | Depth (m) | 0.9515
3.95 | F8.4 | Railways | N/A | Floods | Depth (m) | 0.95575
4 | F8.4 | Railways | N/A | Floods | Depth (m) | 0.96
4.05 | F8.4 | Railways | N/A | Floods | Depth (m) | 0.962
4.1 | F8.4 | Railways | N/A | Floods | Depth (m) | 0.964
4.15 | F8.4 | Railways | N/A | Floods | Depth (m) | 0.966
4.2 | F8.4 | Railways | N/A | Floods | Depth (m) | 0.968
4.25 | F8.4 | Railways | N/A | Floods | Depth (m) | 0.97
4.3 | F8.4 | Railways | N/A | Floods | Depth (m) | 0.972
4.35 | F8.4 | Railways | N/A | Floods | Depth (m) | 0.974
4.4 | F8.4 | Railways | N/A | Floods | Depth (m) | 0.976
4.45 | F8.4 | Railways | N/A | Floods | Depth (m) | 0.978
4.5 | F8.4 | Railways | N/A | Floods | Depth (m) | 0.98
4.55 | F8.4 | Railways | N/A | Floods | Depth (m) | 0.982
4.6 | F8.4 | Railways | N/A | Floods | Depth (m) | 0.984
4.65 | F8.4 | Railways | N/A | Floods | Depth (m) | 0.986
4.7 | F8.4 | Railways | N/A | Floods | Depth (m) | 0.988
4.75 | F8.4 | Railways | N/A | Floods | Depth (m) | 0.99
4.8 | F8.4 | Railways | N/A | Floods | Depth (m) | 0.992
4.85 | F8.4 | Railways | N/A | Floods | Depth (m) | 0.994
4.9 | F8.4 | Railways | N/A | Floods | Depth (m) | 0.996
4.95 | F8.4 | Railways | N/A | Floods | Depth (m) | 0.998
5 | F8.4 | Railways | N/A | Floods | Depth (m) | 1
5.05 | F8.4 | Railways | N/A | Floods | Depth (m)
5.1 | F8.4 | Railways | N/A | Floods | Depth (m)
5.15 | F8.4 | Railways | N/A | Floods | Depth (m)
5.2 | F8.4 | Railways | N/A | Floods | Depth (m)
5.25 | F8.4 | Railways | N/A | Floods | Depth (m)
5.3 | F8.4 | Railways | N/A | Floods | Depth (m)
5.35 | F8.4 | Railways | N/A | Floods | Depth (m)
5.4 | F8.4 | Railways | N/A | Floods | Depth (m)
5.45 | F8.4 | Railways | N/A | Floods | Depth (m)
5.5 | F8.4 | Railways | N/A | Floods | Depth (m)
5.55 | F8.4 | Railways | N/A | Floods | Depth (m)
5.6 | F8.4 | Railways | N/A | Floods | Depth (m)
5.65 | F8.4 | Railways | N/A | Floods | Depth (m)
5.7 | F8.4 | Railways | N/A | Floods | Depth (m)
5.75 | F8.4 | Railways | N/A | Floods | Depth (m)
5.8 | F8.4 | Railways | N/A | Floods | Depth (m)
5.85 | F8.4 | Railways | N/A | Floods | Depth (m)
5.9 | F8.4 | Railways | N/A | Floods | Depth (m)
5.95 | F8.4 | Railways | N/A | Floods | Depth (m)
6 | F8.4 | Railways | N/A | Floods | Depth (m)
6.05 | F8.4 | Railways | N/A | Floods | Depth (m)
6.1 | F8.4 | Railways | N/A | Floods | Depth (m)
6.15 | F8.4 | Railways | N/A | Floods | Depth (m)
6.2 | F8.4 | Railways | N/A | Floods | Depth (m)
6.25 | F8.4 | Railways | N/A | Floods | Depth (m)
6.3 | F8.4 | Railways | N/A | Floods | Depth (m)
6.35 | F8.4 | Railways | N/A | Floods | Depth (m)
6.4 | F8.4 | Railways | N/A | Floods | Depth (m)
6.45 | F8.4 | Railways | N/A | Floods | Depth (m)
6.5 | F8.4 | Railways | N/A | Floods | Depth (m)
0 | F8.5 | Railways | N/A | Floods | Depth (m) | 0
0.05 | F8.5 | Railways | N/A | Floods | Depth (m) | 0.025
0.1 | F8.5 | Railways | N/A | Floods | Depth (m) | 0.05
0.15 | F8.5 | Railways | N/A | Floods | Depth (m) | 0.075
0.2 | F8.5 | Railways | N/A | Floods | Depth (m) | 0.1
0.25 | F8.5 | Railways | N/A | Floods | Depth (m) | 0.125
0.3 | F8.5 | Railways | N/A | Floods | Depth (m) | 0.15
0.35 | F8.5 | Railways | N/A | Floods | Depth (m) | 0.175
0.4 | F8.5 | Railways | N/A | Floods | Depth (m) | 0.2
0.45 | F8.5 | Railways | N/A | Floods | Depth (m) | 0.225
0.5 | F8.5 | Railways | N/A | Floods | Depth (m) | 0.25
0.55 | F8.5 | Railways | N/A | Floods | Depth (m) | 0.267
0.6 | F8.5 | Railways | N/A | Floods | Depth (m) | 0.284
0.65 | F8.5 | Railways | N/A | Floods | Depth (m) | 0.301
0.7 | F8.5 | Railways | N/A | Floods | Depth (m) | 0.318
0.75 | F8.5 | Railways | N/A | Floods | Depth (m) | 0.335
0.8 | F8.5 | Railways | N/A | Floods | Depth (m) | 0.352
0.85 | F8.5 | Railways | N/A | Floods | Depth (m) | 0.369
0.9 | F8.5 | Railways | N/A | Floods | Depth (m) | 0.386
0.95 | F8.5 | Railways | N/A | Floods | Depth (m) | 0.403
1 | F8.5 | Railways | N/A | Floods | Depth (m) | 0.42
1.05 | F8.5 | Railways | N/A | Floods | Depth (m) | 0.433
1.1 | F8.5 | Railways | N/A | Floods | Depth (m) | 0.446
1.15 | F8.5 | Railways | N/A | Floods | Depth (m) | 0.459
1.2 | F8.5 | Railways | N/A | Floods | Depth (m) | 0.472
1.25 | F8.5 | Railways | N/A | Floods | Depth (m) | 0.485
1.3 | F8.5 | Railways | N/A | Floods | Depth (m) | 0.498
1.35 | F8.5 | Railways | N/A | Floods | Depth (m) | 0.511
1.4 | F8.5 | Railways | N/A | Floods | Depth (m) | 0.524
1.45 | F8.5 | Railways | N/A | Floods | Depth (m) | 0.537
1.5 | F8.5 | Railways | N/A | Floods | Depth (m) | 0.55
1.55 | F8.5 | Railways | N/A | Floods | Depth (m) | 0.56
1.6 | F8.5 | Railways | N/A | Floods | Depth (m) | 0.57
1.65 | F8.5 | Railways | N/A | Floods | Depth (m) | 0.58
1.7 | F8.5 | Railways | N/A | Floods | Depth (m) | 0.59
1.75 | F8.5 | Railways | N/A | Floods | Depth (m) | 0.6
1.8 | F8.5 | Railways | N/A | Floods | Depth (m) | 0.61
1.85 | F8.5 | Railways | N/A | Floods | Depth (m) | 0.62
1.9 | F8.5 | Railways | N/A | Floods | Depth (m) | 0.63
1.95 | F8.5 | Railways | N/A | Floods | Depth (m) | 0.64
2 | F8.5 | Railways | N/A | Floods | Depth (m) | 0.65
2.05 | F8.5 | Railways | N/A | Floods | Depth (m) | 0.6575
2.1 | F8.5 | Railways | N/A | Floods | Depth (m) | 0.665
2.15 | F8.5 | Railways | N/A | Floods | Depth (m) | 0.6725
2.2 | F8.5 | Railways | N/A | Floods | Depth (m) | 0.68
2.25 | F8.5 | Railways | N/A | Floods | Depth (m) | 0.6875
2.3 | F8.5 | Railways | N/A | Floods | Depth (m) | 0.695
2.35 | F8.5 | Railways | N/A | Floods | Depth (m) | 0.7025
2.4 | F8.5 | Railways | N/A | Floods | Depth (m) | 0.71
2.45 | F8.5 | Railways | N/A | Floods | Depth (m) | 0.7175
2.5 | F8.5 | Railways | N/A | Floods | Depth (m) | 0.725
2.55 | F8.5 | Railways | N/A | Floods | Depth (m) | 0.7325
2.6 | F8.5 | Railways | N/A | Floods | Depth (m) | 0.74
2.65 | F8.5 | Railways | N/A | Floods | Depth (m) | 0.7475
2.7 | F8.5 | Railways | N/A | Floods | Depth (m) | 0.755
2.75 | F8.5 | Railways | N/A | Floods | Depth (m) | 0.7625
2.8 | F8.5 | Railways | N/A | Floods | Depth (m) | 0.77
2.85 | F8.5 | Railways | N/A | Floods | Depth (m) | 0.7775
2.9 | F8.5 | Railways | N/A | Floods | Depth (m) | 0.785
2.95 | F8.5 | Railways | N/A | Floods | Depth (m) | 0.7925
3 | F8.5 | Railways | N/A | Floods | Depth (m) | 0.8
3.05 | F8.5 | Railways | N/A | Floods | Depth (m) | 0.805
3.1 | F8.5 | Railways | N/A | Floods | Depth (m) | 0.81
3.15 | F8.5 | Railways | N/A | Floods | Depth (m) | 0.815
3.2 | F8.5 | Railways | N/A | Floods | Depth (m) | 0.82
3.25 | F8.5 | Railways | N/A | Floods | Depth (m) | 0.825
3.3 | F8.5 | Railways | N/A | Floods | Depth (m) | 0.83
3.35 | F8.5 | Railways | N/A | Floods | Depth (m) | 0.835
3.4 | F8.5 | Railways | N/A | Floods | Depth (m) | 0.84
3.45 | F8.5 | Railways | N/A | Floods | Depth (m) | 0.845
3.5 | F8.5 | Railways | N/A | Floods | Depth (m) | 0.85
3.55 | F8.5 | Railways | N/A | Floods | Depth (m) | 0.855
3.6 | F8.5 | Railways | N/A | Floods | Depth (m) | 0.86
3.65 | F8.5 | Railways | N/A | Floods | Depth (m) | 0.865
3.7 | F8.5 | Railways | N/A | Floods | Depth (m) | 0.87
3.75 | F8.5 | Railways | N/A | Floods | Depth (m) | 0.875
3.8 | F8.5 | Railways | N/A | Floods | Depth (m) | 0.88
3.85 | F8.5 | Railways | N/A | Floods | Depth (m) | 0.885
3.9 | F8.5 | Railways | N/A | Floods | Depth (m) | 0.89
3.95 | F8.5 | Railways | N/A | Floods | Depth (m) | 0.895
4 | F8.5 | Railways | N/A | Floods | Depth (m) | 0.9
4.05 | F8.5 | Railways | N/A | Floods | Depth (m) | 0.905
4.1 | F8.5 | Railways | N/A | Floods | Depth (m) | 0.91
4.15 | F8.5 | Railways | N/A | Floods | Depth (m) | 0.915
4.2 | F8.5 | Railways | N/A | Floods | Depth (m) | 0.92
4.25 | F8.5 | Railways | N/A | Floods | Depth (m) | 0.925
4.3 | F8.5 | Railways | N/A | Floods | Depth (m) | 0.93
4.35 | F8.5 | Railways | N/A | Floods | Depth (m) | 0.935
4.4 | F8.5 | Railways | N/A | Floods | Depth (m) | 0.94
4.45 | F8.5 | Railways | N/A | Floods | Depth (m) | 0.945
4.5 | F8.5 | Railways | N/A | Floods | Depth (m) | 0.95
4.55 | F8.5 | Railways | N/A | Floods | Depth (m) | 0.955
4.6 | F8.5 | Railways | N/A | Floods | Depth (m) | 0.96
4.65 | F8.5 | Railways | N/A | Floods | Depth (m) | 0.965
4.7 | F8.5 | Railways | N/A | Floods | Depth (m) | 0.97
4.75 | F8.5 | Railways | N/A | Floods | Depth (m) | 0.975
4.8 | F8.5 | Railways | N/A | Floods | Depth (m) | 0.98
4.85 | F8.5 | Railways | N/A | Floods | Depth (m) | 0.985
4.9 | F8.5 | Railways | N/A | Floods | Depth (m) | 0.99
4.95 | F8.5 | Railways | N/A | Floods | Depth (m) | 0.995
5 | F8.5 | Railways | N/A | Floods | Depth (m) | 1
5.05 | F8.5 | Railways | N/A | Floods | Depth (m) | 1
5.1 | F8.5 | Railways | N/A | Floods | Depth (m) | 1
5.15 | F8.5 | Railways | N/A | Floods | Depth (m) | 1
5.2 | F8.5 | Railways | N/A | Floods | Depth (m) | 1
5.25 | F8.5 | Railways | N/A | Floods | Depth (m) | 1
5.3 | F8.5 | Railways | N/A | Floods | Depth (m) | 1
5.35 | F8.5 | Railways | N/A | Floods | Depth (m) | 1
5.4 | F8.5 | Railways | N/A | Floods | Depth (m) | 1
5.45 | F8.5 | Railways | N/A | Floods | Depth (m) | 1
5.5 | F8.5 | Railways | N/A | Floods | Depth (m) | 1
5.55 | F8.5 | Railways | N/A | Floods | Depth (m) | 1
5.6 | F8.5 | Railways | N/A | Floods | Depth (m) | 1
5.65 | F8.5 | Railways | N/A | Floods | Depth (m) | 1
5.7 | F8.5 | Railways | N/A | Floods | Depth (m) | 1
5.75 | F8.5 | Railways | N/A | Floods | Depth (m) | 1
5.8 | F8.5 | Railways | N/A | Floods | Depth (m) | 1
5.85 | F8.5 | Railways | N/A | Floods | Depth (m) | 1
5.9 | F8.5 | Railways | N/A | Floods | Depth (m) | 1
5.95 | F8.5 | Railways | N/A | Floods | Depth (m) | 1
6 | F8.5 | Railways | N/A | Floods | Depth (m) | 1
6.05 | F8.5 | Railways | N/A | Floods | Depth (m)
6.1 | F8.5 | Railways | N/A | Floods | Depth (m)
6.15 | F8.5 | Railways | N/A | Floods | Depth (m)
6.2 | F8.5 | Railways | N/A | Floods | Depth (m)
6.25 | F8.5 | Railways | N/A | Floods | Depth (m)
6.3 | F8.5 | Railways | N/A | Floods | Depth (m)
6.35 | F8.5 | Railways | N/A | Floods | Depth (m)
6.4 | F8.5 | Railways | N/A | Floods | Depth (m)
6.45 | F8.5 | Railways | N/A | Floods | Depth (m)
6.5 | F8.5 | Railways | N/A | Floods | Depth (m)
0 | F8.6 | Railways | N/A | Floods | Depth (m) | 0
0.05 | F8.6 | Railways | N/A | Floods | Depth (m) | 0.021444
0.1 | F8.6 | Railways | N/A | Floods | Depth (m) | 0.042887
0.15 | F8.6 | Railways | N/A | Floods | Depth (m) | 0.064331
0.2 | F8.6 | Railways | N/A | Floods | Depth (m) | 0.085775
0.25 | F8.6 | Railways | N/A | Floods | Depth (m) | 0.10722
0.3 | F8.6 | Railways | N/A | Floods | Depth (m) | 0.12866
0.35 | F8.6 | Railways | N/A | Floods | Depth (m) | 0.15011
0.4 | F8.6 | Railways | N/A | Floods | Depth (m) | 0.17155
0.45 | F8.6 | Railways | N/A | Floods | Depth (m) | 0.19299
0.5 | F8.6 | Railways | N/A | Floods | Depth (m) | 0.21444
0.55 | F8.6 | Railways | N/A | Floods | Depth (m) | 0.23027
0.6 | F8.6 | Railways | N/A | Floods | Depth (m) | 0.2461
0.65 | F8.6 | Railways | N/A | Floods | Depth (m) | 0.26193
0.7 | F8.6 | Railways | N/A | Floods | Depth (m) | 0.27776
0.75 | F8.6 | Railways | N/A | Floods | Depth (m) | 0.2936
0.8 | F8.6 | Railways | N/A | Floods | Depth (m) | 0.30943
0.85 | F8.6 | Railways | N/A | Floods | Depth (m) | 0.32526
0.9 | F8.6 | Railways | N/A | Floods | Depth (m) | 0.34109
0.95 | F8.6 | Railways | N/A | Floods | Depth (m) | 0.35692
1 | F8.6 | Railways | N/A | Floods | Depth (m) | 0.37275
1.05 | F8.6 | Railways | N/A | Floods | Depth (m) | 0.39587
1.1 | F8.6 | Railways | N/A | Floods | Depth (m) | 0.41899
1.15 | F8.6 | Railways | N/A | Floods | Depth (m) | 0.44211
1.2 | F8.6 | Railways | N/A | Floods | Depth (m) | 0.46523
1.25 | F8.6 | Railways | N/A | Floods | Depth (m) | 0.48834
1.3 | F8.6 | Railways | N/A | Floods | Depth (m) | 0.51146
1.35 | F8.6 | Railways | N/A | Floods | Depth (m) | 0.53458
1.4 | F8.6 | Railways | N/A | Floods | Depth (m) | 0.5577
1.45 | F8.6 | Railways | N/A | Floods | Depth (m) | 0.58082
1.5 | F8.6 | Railways | N/A | Floods | Depth (m) | 0.60393
1.55 | F8.6 | Railways | N/A | Floods | Depth (m) | 0.61451
1.6 | F8.6 | Railways | N/A | Floods | Depth (m) | 0.62508
1.65 | F8.6 | Railways | N/A | Floods | Depth (m) | 0.63565
1.7 | F8.6 | Railways | N/A | Floods | Depth (m) | 0.64622
1.75 | F8.6 | Railways | N/A | Floods | Depth (m) | 0.6568
1.8 | F8.6 | Railways | N/A | Floods | Depth (m) | 0.66737
1.85 | F8.6 | Railways | N/A | Floods | Depth (m) | 0.67794
1.9 | F8.6 | Railways | N/A | Floods | Depth (m) | 0.68851
1.95 | F8.6 | Railways | N/A | Floods | Depth (m) | 0.69909
2 | F8.6 | Railways | N/A | Floods | Depth (m) | 0.70966
2.05 | F8.6 | Railways | N/A | Floods | Depth (m) | 0.7146
2.1 | F8.6 | Railways | N/A | Floods | Depth (m) | 0.71953
2.15 | F8.6 | Railways | N/A | Floods | Depth (m) | 0.72447
2.2 | F8.6 | Railways | N/A | Floods | Depth (m) | 0.72941
2.25 | F8.6 | Railways | N/A | Floods | Depth (m) | 0.73435
2.3 | F8.6 | Railways | N/A | Floods | Depth (m) | 0.73928
2.35 | F8.6 | Railways | N/A | Floods | Depth (m) | 0.74422
2.4 | F8.6 | Railways | N/A | Floods | Depth (m) | 0.74916
2.45 | F8.6 | Railways | N/A | Floods | Depth (m) | 0.7541
2.5 | F8.6 | Railways | N/A | Floods | Depth (m) | 0.75903
2.55 | F8.6 | Railways | N/A | Floods | Depth (m) | 0.76397
2.6 | F8.6 | Railways | N/A | Floods | Depth (m) | 0.76891
2.65 | F8.6 | Railways | N/A | Floods | Depth (m) | 0.77385
2.7 | F8.6 | Railways | N/A | Floods | Depth (m) | 0.77878
2.75 | F8.6 | Railways | N/A | Floods | Depth (m) | 0.78372
2.8 | F8.6 | Railways | N/A | Floods | Depth (m) | 0.78866
2.85 | F8.6 | Railways | N/A | Floods | Depth (m) | 0.7936
2.9 | F8.6 | Railways | N/A | Floods | Depth (m) | 0.79853
2.95 | F8.6 | Railways | N/A | Floods | Depth (m) | 0.80347
3 | F8.6 | Railways | N/A | Floods | Depth (m) | 0.80841
3.05 | F8.6 | Railways | N/A | Floods | Depth (m) | 0.81235
3.1 | F8.6 | Railways | N/A | Floods | Depth (m) | 0.81628
3.15 | F8.6 | Railways | N/A | Floods | Depth (m) | 0.82022
3.2 | F8.6 | Railways | N/A | Floods | Depth (m) | 0.82416
3.25 | F8.6 | Railways | N/A | Floods | Depth (m) | 0.8281
3.3 | F8.6 | Railways | N/A | Floods | Depth (m) | 0.83203
3.35 | F8.6 | Railways | N/A | Floods | Depth (m) | 0.83597
3.4 | F8.6 | Railways | N/A | Floods | Depth (m) | 0.83991
3.45 | F8.6 | Railways | N/A | Floods | Depth (m) | 0.84385
3.5 | F8.6 | Railways | N/A | Floods | Depth (m) | 0.84778
3.55 | F8.6 | Railways | N/A | Floods | Depth (m) | 0.85172
3.6 | F8.6 | Railways | N/A | Floods | Depth (m) | 0.85566
3.65 | F8.6 | Railways | N/A | Floods | Depth (m) | 0.8596
3.7 | F8.6 | Railways | N/A | Floods | Depth (m) | 0.86353
3.75 | F8.6 | Railways | N/A | Floods | Depth (m) | 0.86747
3.8 | F8.6 | Railways | N/A | Floods | Depth (m) | 0.87141
3.85 | F8.6 | Railways | N/A | Floods | Depth (m) | 0.87535
3.9 | F8.6 | Railways | N/A | Floods | Depth (m) | 0.87928
3.95 | F8.6 | Railways | N/A | Floods | Depth (m) | 0.88322
4 | F8.6 | Railways | N/A | Floods | Depth (m) | 0.88716
4.05 | F8.6 | Railways | N/A | Floods | Depth (m) | 0.89124
4.1 | F8.6 | Railways | N/A | Floods | Depth (m) | 0.89532
4.15 | F8.6 | Railways | N/A | Floods | Depth (m) | 0.8994
4.2 | F8.6 | Railways | N/A | Floods | Depth (m) | 0.90348
4.25 | F8.6 | Railways | N/A | Floods | Depth (m) | 0.90756
4.3 | F8.6 | Railways | N/A | Floods | Depth (m) | 0.91164
4.35 | F8.6 | Railways | N/A | Floods | Depth (m) | 0.91572
4.4 | F8.6 | Railways | N/A | Floods | Depth (m) | 0.9198
4.45 | F8.6 | Railways | N/A | Floods | Depth (m) | 0.92387
4.5 | F8.6 | Railways | N/A | Floods | Depth (m) | 0.92795
4.55 | F8.6 | Railways | N/A | Floods | Depth (m) | 0.93203
4.6 | F8.6 | Railways | N/A | Floods | Depth (m) | 0.93611
4.65 | F8.6 | Railways | N/A | Floods | Depth (m) | 0.94019
4.7 | F8.6 | Railways | N/A | Floods | Depth (m) | 0.94427
4.75 | F8.6 | Railways | N/A | Floods | Depth (m) | 0.94835
4.8 | F8.6 | Railways | N/A | Floods | Depth (m) | 0.95243
4.85 | F8.6 | Railways | N/A | Floods | Depth (m) | 0.95651
4.9 | F8.6 | Railways | N/A | Floods | Depth (m) | 0.96059
4.95 | F8.6 | Railways | N/A | Floods | Depth (m) | 0.96467
5 | F8.6 | Railways | N/A | Floods | Depth (m) | 0.96875
5.05 | F8.6 | Railways | N/A | Floods | Depth (m) | 0.97031
5.1 | F8.6 | Railways | N/A | Floods | Depth (m) | 0.97187
5.15 | F8.6 | Railways | N/A | Floods | Depth (m) | 0.97344
5.2 | F8.6 | Railways | N/A | Floods | Depth (m) | 0.975
5.25 | F8.6 | Railways | N/A | Floods | Depth (m) | 0.97656
5.3 | F8.6 | Railways | N/A | Floods | Depth (m) | 0.97812
5.35 | F8.6 | Railways | N/A | Floods | Depth (m) | 0.97969
5.4 | F8.6 | Railways | N/A | Floods | Depth (m) | 0.98125
5.45 | F8.6 | Railways | N/A | Floods | Depth (m) | 0.98281
5.5 | F8.6 | Railways | N/A | Floods | Depth (m) | 0.98437
5.55 | F8.6 | Railways | N/A | Floods | Depth (m) | 0.98594
5.6 | F8.6 | Railways | N/A | Floods | Depth (m) | 0.9875
5.65 | F8.6 | Railways | N/A | Floods | Depth (m) | 0.98906
5.7 | F8.6 | Railways | N/A | Floods | Depth (m) | 0.99062
5.75 | F8.6 | Railways | N/A | Floods | Depth (m) | 0.99219
5.8 | F8.6 | Railways | N/A | Floods | Depth (m) | 0.99375
5.85 | F8.6 | Railways | N/A | Floods | Depth (m) | 0.99531
5.9 | F8.6 | Railways | N/A | Floods | Depth (m) | 0.99687
5.95 | F8.6 | Railways | N/A | Floods | Depth (m) | 0.99844
6 | F8.6 | Railways | N/A | Floods | Depth (m) | 1
6.05 | F8.6 | Railways | N/A | Floods | Depth (m)
6.1 | F8.6 | Railways | N/A | Floods | Depth (m)
6.15 | F8.6 | Railways | N/A | Floods | Depth (m)
6.2 | F8.6 | Railways | N/A | Floods | Depth (m)
6.25 | F8.6 | Railways | N/A | Floods | Depth (m)
6.3 | F8.6 | Railways | N/A | Floods | Depth (m)
6.35 | F8.6 | Railways | N/A | Floods | Depth (m)
6.4 | F8.6 | Railways | N/A | Floods | Depth (m)
6.45 | F8.6 | Railways | N/A | Floods | Depth (m)
6.5 | F8.6 | Railways | N/A | Floods | Depth (m)
0 | F8.6a | Railways | N/A | Floods | Depth (m) | 0
0.05 | F8.6a | Railways | N/A | Floods | Depth (m) | 0.014503
0.1 | F8.6a | Railways | N/A | Floods | Depth (m) | 0.029005
0.15 | F8.6a | Railways | N/A | Floods | Depth (m) | 0.043508
0.2 | F8.6a | Railways | N/A | Floods | Depth (m) | 0.05801
0.25 | F8.6a | Railways | N/A | Floods | Depth (m) | 0.072513
0.3 | F8.6a | Railways | N/A | Floods | Depth (m) | 0.087016
0.35 | F8.6a | Railways | N/A | Floods | Depth (m) | 0.10152
0.4 | F8.6a | Railways | N/A | Floods | Depth (m) | 0.11602
0.45 | F8.6a | Railways | N/A | Floods | Depth (m) | 0.13052
0.5 | F8.6a | Railways | N/A | Floods | Depth (m) | 0.14503
0.55 | F8.6a | Railways | N/A | Floods | Depth (m) | 0.1604
0.6 | F8.6a | Railways | N/A | Floods | Depth (m) | 0.17578
0.65 | F8.6a | Railways | N/A | Floods | Depth (m) | 0.19116
0.7 | F8.6a | Railways | N/A | Floods | Depth (m) | 0.20654
0.75 | F8.6a | Railways | N/A | Floods | Depth (m) | 0.22192
0.8 | F8.6a | Railways | N/A | Floods | Depth (m) | 0.2373
0.85 | F8.6a | Railways | N/A | Floods | Depth (m) | 0.25268
0.9 | F8.6a | Railways | N/A | Floods | Depth (m) | 0.26805
0.95 | F8.6a | Railways | N/A | Floods | Depth (m) | 0.28343
1 | F8.6a | Railways | N/A | Floods | Depth (m) | 0.29881
1.05 | F8.6a | Railways | N/A | Floods | Depth (m) | 0.30874
1.1 | F8.6a | Railways | N/A | Floods | Depth (m) | 0.31867
1.15 | F8.6a | Railways | N/A | Floods | Depth (m) | 0.3286
1.2 | F8.6a | Railways | N/A | Floods | Depth (m) | 0.33853
1.25 | F8.6a | Railways | N/A | Floods | Depth (m) | 0.34847
1.3 | F8.6a | Railways | N/A | Floods | Depth (m) | 0.3584
1.35 | F8.6a | Railways | N/A | Floods | Depth (m) | 0.36833
1.4 | F8.6a | Railways | N/A | Floods | Depth (m) | 0.37826
1.45 | F8.6a | Railways | N/A | Floods | Depth (m) | 0.38819
1.5 | F8.6a | Railways | N/A | Floods | Depth (m) | 0.39812
1.55 | F8.6a | Railways | N/A | Floods | Depth (m) | 0.40222
1.6 | F8.6a | Railways | N/A | Floods | Depth (m) | 0.40632
1.65 | F8.6a | Railways | N/A | Floods | Depth (m) | 0.41042
1.7 | F8.6a | Railways | N/A | Floods | Depth (m) | 0.41451
1.75 | F8.6a | Railways | N/A | Floods | Depth (m) | 0.41861
1.8 | F8.6a | Railways | N/A | Floods | Depth (m) | 0.42271
1.85 | F8.6a | Railways | N/A | Floods | Depth (m) | 0.42681
1.9 | F8.6a | Railways | N/A | Floods | Depth (m) | 0.43091
1.95 | F8.6a | Railways | N/A | Floods | Depth (m) | 0.435
2 | F8.6a | Railways | N/A | Floods | Depth (m) | 0.4391
2.05 | F8.6a | Railways | N/A | Floods | Depth (m) | 0.44651
2.1 | F8.6a | Railways | N/A | Floods | Depth (m) | 0.45391
2.15 | F8.6a | Railways | N/A | Floods | Depth (m) | 0.46131
2.2 | F8.6a | Railways | N/A | Floods | Depth (m) | 0.46872
2.25 | F8.6a | Railways | N/A | Floods | Depth (m) | 0.47612
2.3 | F8.6a | Railways | N/A | Floods | Depth (m) | 0.48352
2.35 | F8.6a | Railways | N/A | Floods | Depth (m) | 0.49092
2.4 | F8.6a | Railways | N/A | Floods | Depth (m) | 0.49833
2.45 | F8.6a | Railways | N/A | Floods | Depth (m) | 0.50573
2.5 | F8.6a | Railways | N/A | Floods | Depth (m) | 0.51313
2.55 | F8.6a | Railways | N/A | Floods | Depth (m) | 0.52054
2.6 | F8.6a | Railways | N/A | Floods | Depth (m) | 0.52794
2.65 | F8.6a | Railways | N/A | Floods | Depth (m) | 0.53534
2.7 | F8.6a | Railways | N/A | Floods | Depth (m) | 0.54275
2.75 | F8.6a | Railways | N/A | Floods | Depth (m) | 0.55015
2.8 | F8.6a | Railways | N/A | Floods | Depth (m) | 0.55755
2.85 | F8.6a | Railways | N/A | Floods | Depth (m) | 0.56495
2.9 | F8.6a | Railways | N/A | Floods | Depth (m) | 0.57236
2.95 | F8.6a | Railways | N/A | Floods | Depth (m) | 0.57976
3 | F8.6a | Railways | N/A | Floods | Depth (m) | 0.58716
3.05 | F8.6a | Railways | N/A | Floods | Depth (m) | 0.59549
3.1 | F8.6a | Railways | N/A | Floods | Depth (m) | 0.60381
3.15 | F8.6a | Railways | N/A | Floods | Depth (m) | 0.61214
3.2 | F8.6a | Railways | N/A | Floods | Depth (m) | 0.62046
3.25 | F8.6a | Railways | N/A | Floods | Depth (m) | 0.62878
3.3 | F8.6a | Railways | N/A | Floods | Depth (m) | 0.63711
3.35 | F8.6a | Railways | N/A | Floods | Depth (m) | 0.64543
3.4 | F8.6a | Railways | N/A | Floods | Depth (m) | 0.65376
3.45 | F8.6a | Railways | N/A | Floods | Depth (m) | 0.66208
3.5 | F8.6a | Railways | N/A | Floods | Depth (m) | 0.6704
3.55 | F8.6a | Railways | N/A | Floods | Depth (m) | 0.67873
3.6 | F8.6a | Railways | N/A | Floods | Depth (m) | 0.68705
3.65 | F8.6a | Railways | N/A | Floods | Depth (m) | 0.69538
3.7 | F8.6a | Railways | N/A | Floods | Depth (m) | 0.7037
3.75 | F8.6a | Railways | N/A | Floods | Depth (m) | 0.71202
3.8 | F8.6a | Railways | N/A | Floods | Depth (m) | 0.72035
3.85 | F8.6a | Railways | N/A | Floods | Depth (m) | 0.72867
3.9 | F8.6a | Railways | N/A | Floods | Depth (m) | 0.737
3.95 | F8.6a | Railways | N/A | Floods | Depth (m) | 0.74532
4 | F8.6a | Railways | N/A | Floods | Depth (m) | 0.75364
4.05 | F8.6a | Railways | N/A | Floods | Depth (m) | 0.76127
4.1 | F8.6a | Railways | N/A | Floods | Depth (m) | 0.7689
4.15 | F8.6a | Railways | N/A | Floods | Depth (m) | 0.77654
4.2 | F8.6a | Railways | N/A | Floods | Depth (m) | 0.78417
4.25 | F8.6a | Railways | N/A | Floods | Depth (m) | 0.7918
4.3 | F8.6a | Railways | N/A | Floods | Depth (m) | 0.79943
4.35 | F8.6a | Railways | N/A | Floods | Depth (m) | 0.80706
4.4 | F8.6a | Railways | N/A | Floods | Depth (m) | 0.81469
4.45 | F8.6a | Railways | N/A | Floods | Depth (m) | 0.82232
4.5 | F8.6a | Railways | N/A | Floods | Depth (m) | 0.82995
4.55 | F8.6a | Railways | N/A | Floods | Depth (m) | 0.83758
4.6 | F8.6a | Railways | N/A | Floods | Depth (m) | 0.84521
4.65 | F8.6a | Railways | N/A | Floods | Depth (m) | 0.85284
4.7 | F8.6a | Railways | N/A | Floods | Depth (m) | 0.86047
4.75 | F8.6a | Railways | N/A | Floods | Depth (m) | 0.8681
4.8 | F8.6a | Railways | N/A | Floods | Depth (m) | 0.87573
4.85 | F8.6a | Railways | N/A | Floods | Depth (m) | 0.88336
4.9 | F8.6a | Railways | N/A | Floods | Depth (m) | 0.89099
4.95 | F8.6a | Railways | N/A | Floods | Depth (m) | 0.89862
5 | F8.6a | Railways | N/A | Floods | Depth (m) | 0.90625
5.05 | F8.6a | Railways | N/A | Floods | Depth (m) | 0.91094
5.1 | F8.6a | Railways | N/A | Floods | Depth (m) | 0.91562
5.15 | F8.6a | Railways | N/A | Floods | Depth (m) | 0.92031
5.2 | F8.6a | Railways | N/A | Floods | Depth (m) | 0.925
5.25 | F8.6a | Railways | N/A | Floods | Depth (m) | 0.92969
5.3 | F8.6a | Railways | N/A | Floods | Depth (m) | 0.93437
5.35 | F8.6a | Railways | N/A | Floods | Depth (m) | 0.93906
5.4 | F8.6a | Railways | N/A | Floods | Depth (m) | 0.94375
5.45 | F8.6a | Railways | N/A | Floods | Depth (m) | 0.94844
5.5 | F8.6a | Railways | N/A | Floods | Depth (m) | 0.95312
5.55 | F8.6a | Railways | N/A | Floods | Depth (m) | 0.95781
5.6 | F8.6a | Railways | N/A | Floods | Depth (m) | 0.9625
5.65 | F8.6a | Railways | N/A | Floods | Depth (m) | 0.96719
5.7 | F8.6a | Railways | N/A | Floods | Depth (m) | 0.97187
5.75 | F8.6a | Railways | N/A | Floods | Depth (m) | 0.97656
5.8 | F8.6a | Railways | N/A | Floods | Depth (m) | 0.98125
5.85 | F8.6a | Railways | N/A | Floods | Depth (m) | 0.98594
5.9 | F8.6a | Railways | N/A | Floods | Depth (m) | 0.99062
5.95 | F8.6a | Railways | N/A | Floods | Depth (m) | 0.99531
6 | F8.6a | Railways | N/A | Floods | Depth (m) | 1
6.05 | F8.6a | Railways | N/A | Floods | Depth (m)
6.1 | F8.6a | Railways | N/A | Floods | Depth (m)
6.15 | F8.6a | Railways | N/A | Floods | Depth (m)
6.2 | F8.6a | Railways | N/A | Floods | Depth (m)
6.25 | F8.6a | Railways | N/A | Floods | Depth (m)
6.3 | F8.6a | Railways | N/A | Floods | Depth (m)
6.35 | F8.6a | Railways | N/A | Floods | Depth (m)
6.4 | F8.6a | Railways | N/A | Floods | Depth (m)
6.45 | F8.6a | Railways | N/A | Floods | Depth (m)
6.5 | F8.6a | Railways | N/A | Floods | Depth (m)
0 | F8.6b | Railways | N/A | Floods | Depth (m) | 0
0.05 | F8.6b | Railways | N/A | Floods | Depth (m) | 0.028385
0.1 | F8.6b | Railways | N/A | Floods | Depth (m) | 0.05677
0.15 | F8.6b | Railways | N/A | Floods | Depth (m) | 0.085154
0.2 | F8.6b | Railways | N/A | Floods | Depth (m) | 0.11354
0.25 | F8.6b | Railways | N/A | Floods | Depth (m) | 0.14192
0.3 | F8.6b | Railways | N/A | Floods | Depth (m) | 0.17031
0.35 | F8.6b | Railways | N/A | Floods | Depth (m) | 0.19869
0.4 | F8.6b | Railways | N/A | Floods | Depth (m) | 0.22708
0.45 | F8.6b | Railways | N/A | Floods | Depth (m) | 0.25546
0.5 | F8.6b | Railways | N/A | Floods | Depth (m) | 0.28385
0.55 | F8.6b | Railways | N/A | Floods | Depth (m) | 0.30013
0.6 | F8.6b | Railways | N/A | Floods | Depth (m) | 0.31642
0.65 | F8.6b | Railways | N/A | Floods | Depth (m) | 0.3327
0.7 | F8.6b | Railways | N/A | Floods | Depth (m) | 0.34899
0.75 | F8.6b | Railways | N/A | Floods | Depth (m) | 0.36527
0.8 | F8.6b | Railways | N/A | Floods | Depth (m) | 0.38156
0.85 | F8.6b | Railways | N/A | Floods | Depth (m) | 0.39784
0.9 | F8.6b | Railways | N/A | Floods | Depth (m) | 0.41413
0.95 | F8.6b | Railways | N/A | Floods | Depth (m) | 0.43041
1 | F8.6b | Railways | N/A | Floods | Depth (m) | 0.4467
1.05 | F8.6b | Railways | N/A | Floods | Depth (m) | 0.483
1.1 | F8.6b | Railways | N/A | Floods | Depth (m) | 0.51931
1.15 | F8.6b | Railways | N/A | Floods | Depth (m) | 0.55561
1.2 | F8.6b | Railways | N/A | Floods | Depth (m) | 0.59192
1.25 | F8.6b | Railways | N/A | Floods | Depth (m) | 0.62822
1.3 | F8.6b | Railways | N/A | Floods | Depth (m) | 0.66453
1.35 | F8.6b | Railways | N/A | Floods | Depth (m) | 0.70083
1.4 | F8.6b | Railways | N/A | Floods | Depth (m) | 0.73714
1.45 | F8.6b | Railways | N/A | Floods | Depth (m) | 0.77344
1.5 | F8.6b | Railways | N/A | Floods | Depth (m) | 0.80975
1.55 | F8.6b | Railways | N/A | Floods | Depth (m) | 0.8268
1.6 | F8.6b | Railways | N/A | Floods | Depth (m) | 0.84384
1.65 | F8.6b | Railways | N/A | Floods | Depth (m) | 0.86089
1.7 | F8.6b | Railways | N/A | Floods | Depth (m) | 0.87794
1.75 | F8.6b | Railways | N/A | Floods | Depth (m) | 0.89498
1.8 | F8.6b | Railways | N/A | Floods | Depth (m) | 0.91203
1.85 | F8.6b | Railways | N/A | Floods | Depth (m) | 0.92908
1.9 | F8.6b | Railways | N/A | Floods | Depth (m) | 0.94612
1.95 | F8.6b | Railways | N/A | Floods | Depth (m) | 0.96317
2 | F8.6b | Railways | N/A | Floods | Depth (m) | 0.98021
2.05 | F8.6b | Railways | N/A | Floods | Depth (m) | 0.9812
2.1 | F8.6b | Railways | N/A | Floods | Depth (m) | 0.98219
2.15 | F8.6b | Railways | N/A | Floods | Depth (m) | 0.98318
2.2 | F8.6b | Railways | N/A | Floods | Depth (m) | 0.98417
2.25 | F8.6b | Railways | N/A | Floods | Depth (m) | 0.98516
2.3 | F8.6b | Railways | N/A | Floods | Depth (m) | 0.98615
2.35 | F8.6b | Railways | N/A | Floods | Depth (m) | 0.98714
2.4 | F8.6b | Railways | N/A | Floods | Depth (m) | 0.98813
2.45 | F8.6b | Railways | N/A | Floods | Depth (m) | 0.98912
2.5 | F8.6b | Railways | N/A | Floods | Depth (m) | 0.99011
2.55 | F8.6b | Railways | N/A | Floods | Depth (m) | 0.9911
2.6 | F8.6b | Railways | N/A | Floods | Depth (m) | 0.99209
2.65 | F8.6b | Railways | N/A | Floods | Depth (m) | 0.99308
2.7 | F8.6b | Railways | N/A | Floods | Depth (m) | 0.99406
2.75 | F8.6b | Railways | N/A | Floods | Depth (m) | 0.99505
2.8 | F8.6b | Railways | N/A | Floods | Depth (m) | 0.99604
2.85 | F8.6b | Railways | N/A | Floods | Depth (m) | 0.99703
2.9 | F8.6b | Railways | N/A | Floods | Depth (m) | 0.99802
2.95 | F8.6b | Railways | N/A | Floods | Depth (m) | 0.99901
3 | F8.6b | Railways | N/A | Floods | Depth (m) | 1
3.05 | F8.6b | Railways | N/A | Floods | Depth (m) | 1
3.1 | F8.6b | Railways | N/A | Floods | Depth (m) | 1
3.15 | F8.6b | Railways | N/A | Floods | Depth (m) | 1
3.2 | F8.6b | Railways | N/A | Floods | Depth (m) | 1
3.25 | F8.6b | Railways | N/A | Floods | Depth (m) | 1
3.3 | F8.6b | Railways | N/A | Floods | Depth (m) | 1
3.35 | F8.6b | Railways | N/A | Floods | Depth (m) | 1
3.4 | F8.6b | Railways | N/A | Floods | Depth (m) | 1
3.45 | F8.6b | Railways | N/A | Floods | Depth (m) | 1
3.5 | F8.6b | Railways | N/A | Floods | Depth (m) | 1
3.55 | F8.6b | Railways | N/A | Floods | Depth (m) | 1
3.6 | F8.6b | Railways | N/A | Floods | Depth (m) | 1
3.65 | F8.6b | Railways | N/A | Floods | Depth (m) | 1
3.7 | F8.6b | Railways | N/A | Floods | Depth (m) | 1
3.75 | F8.6b | Railways | N/A | Floods | Depth (m) | 1
3.8 | F8.6b | Railways | N/A | Floods | Depth (m) | 1
3.85 | F8.6b | Railways | N/A | Floods | Depth (m) | 1
3.9 | F8.6b | Railways | N/A | Floods | Depth (m) | 1
3.95 | F8.6b | Railways | N/A | Floods | Depth (m) | 1
4 | F8.6b | Railways | N/A | Floods | Depth (m) | 1
4.05 | F8.6b | Railways | N/A | Floods | Depth (m) | 1
4.1 | F8.6b | Railways | N/A | Floods | Depth (m) | 1
4.15 | F8.6b | Railways | N/A | Floods | Depth (m) | 1
4.2 | F8.6b | Railways | N/A | Floods | Depth (m) | 1
4.25 | F8.6b | Railways | N/A | Floods | Depth (m) | 1
4.3 | F8.6b | Railways | N/A | Floods | Depth (m) | 1
4.35 | F8.6b | Railways | N/A | Floods | Depth (m) | 1
4.4 | F8.6b | Railways | N/A | Floods | Depth (m) | 1
4.45 | F8.6b | Railways | N/A | Floods | Depth (m) | 1
4.5 | F8.6b | Railways | N/A | Floods | Depth (m) | 1
4.55 | F8.6b | Railways | N/A | Floods | Depth (m) | 1
4.6 | F8.6b | Railways | N/A | Floods | Depth (m) | 1
4.65 | F8.6b | Railways | N/A | Floods | Depth (m) | 1
4.7 | F8.6b | Railways | N/A | Floods | Depth (m) | 1
4.75 | F8.6b | Railways | N/A | Floods | Depth (m) | 1
4.8 | F8.6b | Railways | N/A | Floods | Depth (m) | 1
4.85 | F8.6b | Railways | N/A | Floods | Depth (m) | 1
4.9 | F8.6b | Railways | N/A | Floods | Depth (m) | 1
4.95 | F8.6b | Railways | N/A | Floods | Depth (m) | 1
5 | F8.6b | Railways | N/A | Floods | Depth (m) | 1
5.05 | F8.6b | Railways | N/A | Floods | Depth (m) | 1
5.1 | F8.6b | Railways | N/A | Floods | Depth (m) | 1
5.15 | F8.6b | Railways | N/A | Floods | Depth (m) | 1
5.2 | F8.6b | Railways | N/A | Floods | Depth (m) | 1
5.25 | F8.6b | Railways | N/A | Floods | Depth (m) | 1
5.3 | F8.6b | Railways | N/A | Floods | Depth (m) | 1
5.35 | F8.6b | Railways | N/A | Floods | Depth (m) | 1
5.4 | F8.6b | Railways | N/A | Floods | Depth (m) | 1
5.45 | F8.6b | Railways | N/A | Floods | Depth (m) | 1
5.5 | F8.6b | Railways | N/A | Floods | Depth (m) | 1
5.55 | F8.6b | Railways | N/A | Floods | Depth (m) | 1
5.6 | F8.6b | Railways | N/A | Floods | Depth (m) | 1
5.65 | F8.6b | Railways | N/A | Floods | Depth (m) | 1
5.7 | F8.6b | Railways | N/A | Floods | Depth (m) | 1
5.75 | F8.6b | Railways | N/A | Floods | Depth (m) | 1
5.8 | F8.6b | Railways | N/A | Floods | Depth (m) | 1
5.85 | F8.6b | Railways | N/A | Floods | Depth (m) | 1
5.9 | F8.6b | Railways | N/A | Floods | Depth (m) | 1
5.95 | F8.6b | Railways | N/A | Floods | Depth (m) | 1
6 | F8.6b | Railways | N/A | Floods | Depth (m) | 1
6.05 | F8.6b | Railways | N/A | Floods | Depth (m)
6.1 | F8.6b | Railways | N/A | Floods | Depth (m)
6.15 | F8.6b | Railways | N/A | Floods | Depth (m)
6.2 | F8.6b | Railways | N/A | Floods | Depth (m)
6.25 | F8.6b | Railways | N/A | Floods | Depth (m)
6.3 | F8.6b | Railways | N/A | Floods | Depth (m)
6.35 | F8.6b | Railways | N/A | Floods | Depth (m)
6.4 | F8.6b | Railways | N/A | Floods | Depth (m)
6.45 | F8.6b | Railways | N/A | Floods | Depth (m)
6.5 | F8.6b | Railways | N/A | Floods | Depth (m)
0 | F8.7 | Railways | N/A | Floods | Depth (m) | 0
0.05 | F8.7 | Railways | N/A | Floods | Depth (m) | 0.023222
0.1 | F8.7 | Railways | N/A | Floods | Depth (m) | 0.046444
0.15 | F8.7 | Railways | N/A | Floods | Depth (m) | 0.069666
0.2 | F8.7 | Railways | N/A | Floods | Depth (m) | 0.092887
0.25 | F8.7 | Railways | N/A | Floods | Depth (m) | 0.11611
0.3 | F8.7 | Railways | N/A | Floods | Depth (m) | 0.13933
0.35 | F8.7 | Railways | N/A | Floods | Depth (m) | 0.16255
0.4 | F8.7 | Railways | N/A | Floods | Depth (m) | 0.18577
0.45 | F8.7 | Railways | N/A | Floods | Depth (m) | 0.209
0.5 | F8.7 | Railways | N/A | Floods | Depth (m) | 0.23222
0.55 | F8.7 | Railways | N/A | Floods | Depth (m) | 0.24863
0.6 | F8.7 | Railways | N/A | Floods | Depth (m) | 0.26505
0.65 | F8.7 | Railways | N/A | Floods | Depth (m) | 0.28147
0.7 | F8.7 | Railways | N/A | Floods | Depth (m) | 0.29788
0.75 | F8.7 | Railways | N/A | Floods | Depth (m) | 0.3143
0.8 | F8.7 | Railways | N/A | Floods | Depth (m) | 0.33071
0.85 | F8.7 | Railways | N/A | Floods | Depth (m) | 0.34713
0.9 | F8.7 | Railways | N/A | Floods | Depth (m) | 0.36355
0.95 | F8.7 | Railways | N/A | Floods | Depth (m) | 0.37996
1 | F8.7 | Railways | N/A | Floods | Depth (m) | 0.39638
1.05 | F8.7 | Railways | N/A | Floods | Depth (m) | 0.41444
1.1 | F8.7 | Railways | N/A | Floods | Depth (m) | 0.4325
1.15 | F8.7 | Railways | N/A | Floods | Depth (m) | 0.45055
1.2 | F8.7 | Railways | N/A | Floods | Depth (m) | 0.46861
1.25 | F8.7 | Railways | N/A | Floods | Depth (m) | 0.48667
1.3 | F8.7 | Railways | N/A | Floods | Depth (m) | 0.50473
1.35 | F8.7 | Railways | N/A | Floods | Depth (m) | 0.52279
1.4 | F8.7 | Railways | N/A | Floods | Depth (m) | 0.54085
1.45 | F8.7 | Railways | N/A | Floods | Depth (m) | 0.55891
1.5 | F8.7 | Railways | N/A | Floods | Depth (m) | 0.57697
1.55 | F8.7 | Railways | N/A | Floods | Depth (m) | 0.58725
1.6 | F8.7 | Railways | N/A | Floods | Depth (m) | 0.59754
1.65 | F8.7 | Railways | N/A | Floods | Depth (m) | 0.60783
1.7 | F8.7 | Railways | N/A | Floods | Depth (m) | 0.61811
1.75 | F8.7 | Railways | N/A | Floods | Depth (m) | 0.6284
1.8 | F8.7 | Railways | N/A | Floods | Depth (m) | 0.63868
1.85 | F8.7 | Railways | N/A | Floods | Depth (m) | 0.64897
1.9 | F8.7 | Railways | N/A | Floods | Depth (m) | 0.65926
1.95 | F8.7 | Railways | N/A | Floods | Depth (m) | 0.66954
2 | F8.7 | Railways | N/A | Floods | Depth (m) | 0.67983
2.05 | F8.7 | Railways | N/A | Floods | Depth (m) | 0.68605
2.1 | F8.7 | Railways | N/A | Floods | Depth (m) | 0.69227
2.15 | F8.7 | Railways | N/A | Floods | Depth (m) | 0.69849
2.2 | F8.7 | Railways | N/A | Floods | Depth (m) | 0.7047
2.25 | F8.7 | Railways | N/A | Floods | Depth (m) | 0.71092
2.3 | F8.7 | Railways | N/A | Floods | Depth (m) | 0.71714
2.35 | F8.7 | Railways | N/A | Floods | Depth (m) | 0.72336
2.4 | F8.7 | Railways | N/A | Floods | Depth (m) | 0.72958
2.45 | F8.7 | Railways | N/A | Floods | Depth (m) | 0.7358
2.5 | F8.7 | Railways | N/A | Floods | Depth (m) | 0.74202
2.55 | F8.7 | Railways | N/A | Floods | Depth (m) | 0.74824
2.6 | F8.7 | Railways | N/A | Floods | Depth (m) | 0.75445
2.65 | F8.7 | Railways | N/A | Floods | Depth (m) | 0.76067
2.7 | F8.7 | Railways | N/A | Floods | Depth (m) | 0.76689
2.75 | F8.7 | Railways | N/A | Floods | Depth (m) | 0.77311
2.8 | F8.7 | Railways | N/A | Floods | Depth (m) | 0.77933
2.85 | F8.7 | Railways | N/A | Floods | Depth (m) | 0.78555
2.9 | F8.7 | Railways | N/A | Floods | Depth (m) | 0.79177
2.95 | F8.7 | Railways | N/A | Floods | Depth (m) | 0.79799
3 | F8.7 | Railways | N/A | Floods | Depth (m) | 0.8042
3.05 | F8.7 | Railways | N/A | Floods | Depth (m) | 0.80867
3.1 | F8.7 | Railways | N/A | Floods | Depth (m) | 0.81314
3.15 | F8.7 | Railways | N/A | Floods | Depth (m) | 0.81761
3.2 | F8.7 | Railways | N/A | Floods | Depth (m) | 0.82208
3.25 | F8.7 | Railways | N/A | Floods | Depth (m) | 0.82655
3.3 | F8.7 | Railways | N/A | Floods | Depth (m) | 0.83102
3.35 | F8.7 | Railways | N/A | Floods | Depth (m) | 0.83549
3.4 | F8.7 | Railways | N/A | Floods | Depth (m) | 0.83995
3.45 | F8.7 | Railways | N/A | Floods | Depth (m) | 0.84442
3.5 | F8.7 | Railways | N/A | Floods | Depth (m) | 0.84889
3.55 | F8.7 | Railways | N/A | Floods | Depth (m) | 0.85336
3.6 | F8.7 | Railways | N/A | Floods | Depth (m) | 0.85783
3.65 | F8.7 | Railways | N/A | Floods | Depth (m) | 0.8623
3.7 | F8.7 | Railways | N/A | Floods | Depth (m) | 0.86677
3.75 | F8.7 | Railways | N/A | Floods | Depth (m) | 0.87124
3.8 | F8.7 | Railways | N/A | Floods | Depth (m) | 0.8757
3.85 | F8.7 | Railways | N/A | Floods | Depth (m) | 0.88017
3.9 | F8.7 | Railways | N/A | Floods | Depth (m) | 0.88464
3.95 | F8.7 | Railways | N/A | Floods | Depth (m) | 0.88911
4 | F8.7 | Railways | N/A | Floods | Depth (m) | 0.89358
4.05 | F8.7 | Railways | N/A | Floods | Depth (m) | 0.89812
4.1 | F8.7 | Railways | N/A | Floods | Depth (m) | 0.90266
4.15 | F8.7 | Railways | N/A | Floods | Depth (m) | 0.9072
4.2 | F8.7 | Railways | N/A | Floods | Depth (m) | 0.91174
4.25 | F8.7 | Railways | N/A | Floods | Depth (m) | 0.91628
4.3 | F8.7 | Railways | N/A | Floods | Depth (m) | 0.92082
4.35 | F8.7 | Railways | N/A | Floods | Depth (m) | 0.92536
4.4 | F8.7 | Railways | N/A | Floods | Depth (m) | 0.9299
4.45 | F8.7 | Railways | N/A | Floods | Depth (m) | 0.93444
4.5 | F8.7 | Railways | N/A | Floods | Depth (m) | 0.93898
4.55 | F8.7 | Railways | N/A | Floods | Depth (m) | 0.94352
4.6 | F8.7 | Railways | N/A | Floods | Depth (m) | 0.94806
4.65 | F8.7 | Railways | N/A | Floods | Depth (m) | 0.9526
4.7 | F8.7 | Railways | N/A | Floods | Depth (m) | 0.95714
4.75 | F8.7 | Railways | N/A | Floods | Depth (m) | 0.96168
4.8 | F8.7 | Railways | N/A | Floods | Depth (m) | 0.96622
4.85 | F8.7 | Railways | N/A | Floods | Depth (m) | 0.97076
4.9 | F8.7 | Railways | N/A | Floods | Depth (m) | 0.9753
4.95 | F8.7 | Railways | N/A | Floods | Depth (m) | 0.97984
5 | F8.7 | Railways | N/A | Floods | Depth (m) | 0.98437
5.05 | F8.7 | Railways | N/A | Floods | Depth (m) | 0.98516
5.1 | F8.7 | Railways | N/A | Floods | Depth (m) | 0.98594
5.15 | F8.7 | Railways | N/A | Floods | Depth (m) | 0.98672
5.2 | F8.7 | Railways | N/A | Floods | Depth (m) | 0.9875
5.25 | F8.7 | Railways | N/A | Floods | Depth (m) | 0.98828
5.3 | F8.7 | Railways | N/A | Floods | Depth (m) | 0.98906
5.35 | F8.7 | Railways | N/A | Floods | Depth (m) | 0.98984
5.4 | F8.7 | Railways | N/A | Floods | Depth (m) | 0.99062
5.45 | F8.7 | Railways | N/A | Floods | Depth (m) | 0.99141
5.5 | F8.7 | Railways | N/A | Floods | Depth (m) | 0.99219
5.55 | F8.7 | Railways | N/A | Floods | Depth (m) | 0.99297
5.6 | F8.7 | Railways | N/A | Floods | Depth (m) | 0.99375
5.65 | F8.7 | Railways | N/A | Floods | Depth (m) | 0.99453
5.7 | F8.7 | Railways | N/A | Floods | Depth (m) | 0.99531
5.75 | F8.7 | Railways | N/A | Floods | Depth (m) | 0.99609
5.8 | F8.7 | Railways | N/A | Floods | Depth (m) | 0.99687
5.85 | F8.7 | Railways | N/A | Floods | Depth (m) | 0.99766
5.9 | F8.7 | Railways | N/A | Floods | Depth (m) | 0.99844
5.95 | F8.7 | Railways | N/A | Floods | Depth (m) | 0.99922
6 | F8.7 | Railways | N/A | Floods | Depth (m) | 1
6.05 | F8.7 | Railways | N/A | Floods | Depth (m)
6.1 | F8.7 | Railways | N/A | Floods | Depth (m)
6.15 | F8.7 | Railways | N/A | Floods | Depth (m)
6.2 | F8.7 | Railways | N/A | Floods | Depth (m)
6.25 | F8.7 | Railways | N/A | Floods | Depth (m)
6.3 | F8.7 | Railways | N/A | Floods | Depth (m)
6.35 | F8.7 | Railways | N/A | Floods | Depth (m)
6.4 | F8.7 | Railways | N/A | Floods | Depth (m)
6.45 | F8.7 | Railways | N/A | Floods | Depth (m)
6.5 | F8.7 | Railways | N/A | Floods | Depth (m)
0 | F8.8 | Railways | Railway station | Floods | Depth (m) | 0
0.05 | F8.8 | Railways | Railway station | Floods | Depth (m) | 0.02
0.1 | F8.8 | Railways | Railway station | Floods | Depth (m) | 0.04
0.15 | F8.8 | Railways | Railway station | Floods | Depth (m) | 0.06
0.2 | F8.8 | Railways | Railway station | Floods | Depth (m) | 0.08
0.25 | F8.8 | Railways | Railway station | Floods | Depth (m) | 0.1
0.3 | F8.8 | Railways | Railway station | Floods | Depth (m) | 0.12
0.35 | F8.8 | Railways | Railway station | Floods | Depth (m) | 0.14
0.4 | F8.8 | Railways | Railway station | Floods | Depth (m) | 0.16
0.45 | F8.8 | Railways | Railway station | Floods | Depth (m) | 0.18
0.5 | F8.8 | Railways | Railway station | Floods | Depth (m) | 0.2
0.55 | F8.8 | Railways | Railway station | Floods | Depth (m) | 0.22
0.6 | F8.8 | Railways | Railway station | Floods | Depth (m) | 0.24
0.65 | F8.8 | Railways | Railway station | Floods | Depth (m) | 0.26
0.7 | F8.8 | Railways | Railway station | Floods | Depth (m) | 0.28
0.75 | F8.8 | Railways | Railway station | Floods | Depth (m) | 0.3
0.8 | F8.8 | Railways | Railway station | Floods | Depth (m) | 0.32
0.85 | F8.8 | Railways | Railway station | Floods | Depth (m) | 0.34
0.9 | F8.8 | Railways | Railway station | Floods | Depth (m) | 0.36
0.95 | F8.8 | Railways | Railway station | Floods | Depth (m) | 0.38
1 | F8.8 | Railways | Railway station | Floods | Depth (m) | 0.4
1.05 | F8.8 | Railways | Railway station | Floods | Depth (m) | 0.42
1.1 | F8.8 | Railways | Railway station | Floods | Depth (m) | 0.44
1.15 | F8.8 | Railways | Railway station | Floods | Depth (m) | 0.46
1.2 | F8.8 | Railways | Railway station | Floods | Depth (m) | 0.48
1.25 | F8.8 | Railways | Railway station | Floods | Depth (m) | 0.5
1.3 | F8.8 | Railways | Railway station | Floods | Depth (m) | 0.52
1.35 | F8.8 | Railways | Railway station | Floods | Depth (m) | 0.54
1.4 | F8.8 | Railways | Railway station | Floods | Depth (m) | 0.56
1.45 | F8.8 | Railways | Railway station | Floods | Depth (m) | 0.58
1.5 | F8.8 | Railways | Railway station | Floods | Depth (m) | 0.6
1.55 | F8.8 | Railways | Railway station | Floods | Depth (m) | 0.62
1.6 | F8.8 | Railways | Railway station | Floods | Depth (m) | 0.64
1.65 | F8.8 | Railways | Railway station | Floods | Depth (m) | 0.66
1.7 | F8.8 | Railways | Railway station | Floods | Depth (m) | 0.68
1.75 | F8.8 | Railways | Railway station | Floods | Depth (m) | 0.7
1.8 | F8.8 | Railways | Railway station | Floods | Depth (m) | 0.72
1.85 | F8.8 | Railways | Railway station | Floods | Depth (m) | 0.74
1.9 | F8.8 | Railways | Railway station | Floods | Depth (m) | 0.76
1.95 | F8.8 | Railways | Railway station | Floods | Depth (m) | 0.78
2 | F8.8 | Railways | Railway station | Floods | Depth (m) | 0.8
2.05 | F8.8 | Railways | Railway station | Floods | Depth (m) | 0.805
2.1 | F8.8 | Railways | Railway station | Floods | Depth (m) | 0.81
2.15 | F8.8 | Railways | Railway station | Floods | Depth (m) | 0.815
2.2 | F8.8 | Railways | Railway station | Floods | Depth (m) | 0.82
2.25 | F8.8 | Railways | Railway station | Floods | Depth (m) | 0.825
2.3 | F8.8 | Railways | Railway station | Floods | Depth (m) | 0.83
2.35 | F8.8 | Railways | Railway station | Floods | Depth (m) | 0.835
2.4 | F8.8 | Railways | Railway station | Floods | Depth (m) | 0.84
2.45 | F8.8 | Railways | Railway station | Floods | Depth (m) | 0.845
2.5 | F8.8 | Railways | Railway station | Floods | Depth (m) | 0.85
2.55 | F8.8 | Railways | Railway station | Floods | Depth (m) | 0.855
2.6 | F8.8 | Railways | Railway station | Floods | Depth (m) | 0.86
2.65 | F8.8 | Railways | Railway station | Floods | Depth (m) | 0.865
2.7 | F8.8 | Railways | Railway station | Floods | Depth (m) | 0.87
2.75 | F8.8 | Railways | Railway station | Floods | Depth (m) | 0.875
2.8 | F8.8 | Railways | Railway station | Floods | Depth (m) | 0.88
2.85 | F8.8 | Railways | Railway station | Floods | Depth (m) | 0.885
2.9 | F8.8 | Railways | Railway station | Floods | Depth (m) | 0.89
2.95 | F8.8 | Railways | Railway station | Floods | Depth (m) | 0.895
3 | F8.8 | Railways | Railway station | Floods | Depth (m) | 0.9
3.05 | F8.8 | Railways | Railway station | Floods | Depth (m) | 0.905
3.1 | F8.8 | Railways | Railway station | Floods | Depth (m) | 0.91
3.15 | F8.8 | Railways | Railway station | Floods | Depth (m) | 0.915
3.2 | F8.8 | Railways | Railway station | Floods | Depth (m) | 0.92
3.25 | F8.8 | Railways | Railway station | Floods | Depth (m) | 0.925
3.3 | F8.8 | Railways | Railway station | Floods | Depth (m) | 0.93
3.35 | F8.8 | Railways | Railway station | Floods | Depth (m) | 0.935
3.4 | F8.8 | Railways | Railway station | Floods | Depth (m) | 0.94
3.45 | F8.8 | Railways | Railway station | Floods | Depth (m) | 0.945
3.5 | F8.8 | Railways | Railway station | Floods | Depth (m) | 0.95
3.55 | F8.8 | Railways | Railway station | Floods | Depth (m) | 0.955
3.6 | F8.8 | Railways | Railway station | Floods | Depth (m) | 0.96
3.65 | F8.8 | Railways | Railway station | Floods | Depth (m) | 0.965
3.7 | F8.8 | Railways | Railway station | Floods | Depth (m) | 0.97
3.75 | F8.8 | Railways | Railway station | Floods | Depth (m) | 0.975
3.8 | F8.8 | Railways | Railway station | Floods | Depth (m) | 0.98
3.85 | F8.8 | Railways | Railway station | Floods | Depth (m) | 0.985
3.9 | F8.8 | Railways | Railway station | Floods | Depth (m) | 0.99
3.95 | F8.8 | Railways | Railway station | Floods | Depth (m) | 0.995
4 | F8.8 | Railways | Railway station | Floods | Depth (m) | 1
4.05 | F8.8 | Railways | Railway station | Floods | Depth (m) | 1
4.1 | F8.8 | Railways | Railway station | Floods | Depth (m) | 1
4.15 | F8.8 | Railways | Railway station | Floods | Depth (m) | 1
4.2 | F8.8 | Railways | Railway station | Floods | Depth (m) | 1
4.25 | F8.8 | Railways | Railway station | Floods | Depth (m) | 1
4.3 | F8.8 | Railways | Railway station | Floods | Depth (m) | 1
4.35 | F8.8 | Railways | Railway station | Floods | Depth (m) | 1
4.4 | F8.8 | Railways | Railway station | Floods | Depth (m) | 1
4.45 | F8.8 | Railways | Railway station | Floods | Depth (m) | 1
4.5 | F8.8 | Railways | Railway station | Floods | Depth (m) | 1
4.55 | F8.8 | Railways | Railway station | Floods | Depth (m) | 1
4.6 | F8.8 | Railways | Railway station | Floods | Depth (m) | 1
4.65 | F8.8 | Railways | Railway station | Floods | Depth (m) | 1
4.7 | F8.8 | Railways | Railway station | Floods | Depth (m) | 1
4.75 | F8.8 | Railways | Railway station | Floods | Depth (m) | 1
4.8 | F8.8 | Railways | Railway station | Floods | Depth (m) | 1
4.85 | F8.8 | Railways | Railway station | Floods | Depth (m) | 1
4.9 | F8.8 | Railways | Railway station | Floods | Depth (m) | 1
4.95 | F8.8 | Railways | Railway station | Floods | Depth (m) | 1
5 | F8.8 | Railways | Railway station | Floods | Depth (m) | 1
5.05 | F8.8 | Railways | Railway station | Floods | Depth (m)
5.1 | F8.8 | Railways | Railway station | Floods | Depth (m)
5.15 | F8.8 | Railways | Railway station | Floods | Depth (m)
5.2 | F8.8 | Railways | Railway station | Floods | Depth (m)
5.25 | F8.8 | Railways | Railway station | Floods | Depth (m)
5.3 | F8.8 | Railways | Railway station | Floods | Depth (m)
5.35 | F8.8 | Railways | Railway station | Floods | Depth (m)
5.4 | F8.8 | Railways | Railway station | Floods | Depth (m)
5.45 | F8.8 | Railways | Railway station | Floods | Depth (m)
5.5 | F8.8 | Railways | Railway station | Floods | Depth (m)
5.55 | F8.8 | Railways | Railway station | Floods | Depth (m)
5.6 | F8.8 | Railways | Railway station | Floods | Depth (m)
5.65 | F8.8 | Railways | Railway station | Floods | Depth (m)
5.7 | F8.8 | Railways | Railway station | Floods | Depth (m)
5.75 | F8.8 | Railways | Railway station | Floods | Depth (m)
5.8 | F8.8 | Railways | Railway station | Floods | Depth (m)
5.85 | F8.8 | Railways | Railway station | Floods | Depth (m)
5.9 | F8.8 | Railways | Railway station | Floods | Depth (m)
5.95 | F8.8 | Railways | Railway station | Floods | Depth (m)
6 | F8.8 | Railways | Railway station | Floods | Depth (m)
6.05 | F8.8 | Railways | Railway station | Floods | Depth (m)
6.1 | F8.8 | Railways | Railway station | Floods | Depth (m)
6.15 | F8.8 | Railways | Railway station | Floods | Depth (m)
6.2 | F8.8 | Railways | Railway station | Floods | Depth (m)
6.25 | F8.8 | Railways | Railway station | Floods | Depth (m)
6.3 | F8.8 | Railways | Railway station | Floods | Depth (m)
6.35 | F8.8 | Railways | Railway station | Floods | Depth (m)
6.4 | F8.8 | Railways | Railway station | Floods | Depth (m)
6.45 | F8.8 | Railways | Railway station | Floods | Depth (m)
6.5 | F8.8 | Railways | Railway station | Floods | Depth (m)
0 | F9.1 | Airports | N/A | Floods | Depth (m) | 0
0.05 | F9.1 | Airports | N/A | Floods | Depth (m) | 0.02
0.1 | F9.1 | Airports | N/A | Floods | Depth (m) | 0.04
0.15 | F9.1 | Airports | N/A | Floods | Depth (m) | 0.06
0.2 | F9.1 | Airports | N/A | Floods | Depth (m) | 0.08
0.25 | F9.1 | Airports | N/A | Floods | Depth (m) | 0.1
0.3 | F9.1 | Airports | N/A | Floods | Depth (m) | 0.12
0.35 | F9.1 | Airports | N/A | Floods | Depth (m) | 0.14
0.4 | F9.1 | Airports | N/A | Floods | Depth (m) | 0.16
0.45 | F9.1 | Airports | N/A | Floods | Depth (m) | 0.18
0.5 | F9.1 | Airports | N/A | Floods | Depth (m) | 0.2
0.55 | F9.1 | Airports | N/A | Floods | Depth (m) | 0.22
0.6 | F9.1 | Airports | N/A | Floods | Depth (m) | 0.24
0.65 | F9.1 | Airports | N/A | Floods | Depth (m) | 0.26
0.7 | F9.1 | Airports | N/A | Floods | Depth (m) | 0.28
0.75 | F9.1 | Airports | N/A | Floods | Depth (m) | 0.3
0.8 | F9.1 | Airports | N/A | Floods | Depth (m) | 0.32
0.85 | F9.1 | Airports | N/A | Floods | Depth (m) | 0.34
0.9 | F9.1 | Airports | N/A | Floods | Depth (m) | 0.36
0.95 | F9.1 | Airports | N/A | Floods | Depth (m) | 0.38
1 | F9.1 | Airports | N/A | Floods | Depth (m) | 0.4
1.05 | F9.1 | Airports | N/A | Floods | Depth (m) | 0.42
1.1 | F9.1 | Airports | N/A | Floods | Depth (m) | 0.44
1.15 | F9.1 | Airports | N/A | Floods | Depth (m) | 0.46
1.2 | F9.1 | Airports | N/A | Floods | Depth (m) | 0.48
1.25 | F9.1 | Airports | N/A | Floods | Depth (m) | 0.5
1.3 | F9.1 | Airports | N/A | Floods | Depth (m) | 0.52
1.35 | F9.1 | Airports | N/A | Floods | Depth (m) | 0.54
1.4 | F9.1 | Airports | N/A | Floods | Depth (m) | 0.56
1.45 | F9.1 | Airports | N/A | Floods | Depth (m) | 0.58
1.5 | F9.1 | Airports | N/A | Floods | Depth (m) | 0.6
1.55 | F9.1 | Airports | N/A | Floods | Depth (m) | 0.62
1.6 | F9.1 | Airports | N/A | Floods | Depth (m) | 0.64
1.65 | F9.1 | Airports | N/A | Floods | Depth (m) | 0.66
1.7 | F9.1 | Airports | N/A | Floods | Depth (m) | 0.68
1.75 | F9.1 | Airports | N/A | Floods | Depth (m) | 0.7
1.8 | F9.1 | Airports | N/A | Floods | Depth (m) | 0.72
1.85 | F9.1 | Airports | N/A | Floods | Depth (m) | 0.74
1.9 | F9.1 | Airports | N/A | Floods | Depth (m) | 0.76
1.95 | F9.1 | Airports | N/A | Floods | Depth (m) | 0.78
2 | F9.1 | Airports | N/A | Floods | Depth (m) | 0.8
2.05 | F9.1 | Airports | N/A | Floods | Depth (m) | 0.805
2.1 | F9.1 | Airports | N/A | Floods | Depth (m) | 0.81
2.15 | F9.1 | Airports | N/A | Floods | Depth (m) | 0.815
2.2 | F9.1 | Airports | N/A | Floods | Depth (m) | 0.82
2.25 | F9.1 | Airports | N/A | Floods | Depth (m) | 0.825
2.3 | F9.1 | Airports | N/A | Floods | Depth (m) | 0.83
2.35 | F9.1 | Airports | N/A | Floods | Depth (m) | 0.835
2.4 | F9.1 | Airports | N/A | Floods | Depth (m) | 0.84
2.45 | F9.1 | Airports | N/A | Floods | Depth (m) | 0.845
2.5 | F9.1 | Airports | N/A | Floods | Depth (m) | 0.85
2.55 | F9.1 | Airports | N/A | Floods | Depth (m) | 0.855
2.6 | F9.1 | Airports | N/A | Floods | Depth (m) | 0.86
2.65 | F9.1 | Airports | N/A | Floods | Depth (m) | 0.865
2.7 | F9.1 | Airports | N/A | Floods | Depth (m) | 0.87
2.75 | F9.1 | Airports | N/A | Floods | Depth (m) | 0.875
2.8 | F9.1 | Airports | N/A | Floods | Depth (m) | 0.88
2.85 | F9.1 | Airports | N/A | Floods | Depth (m) | 0.885
2.9 | F9.1 | Airports | N/A | Floods | Depth (m) | 0.89
2.95 | F9.1 | Airports | N/A | Floods | Depth (m) | 0.895
3 | F9.1 | Airports | N/A | Floods | Depth (m) | 0.9
3.05 | F9.1 | Airports | N/A | Floods | Depth (m) | 0.905
3.1 | F9.1 | Airports | N/A | Floods | Depth (m) | 0.91
3.15 | F9.1 | Airports | N/A | Floods | Depth (m) | 0.915
3.2 | F9.1 | Airports | N/A | Floods | Depth (m) | 0.92
3.25 | F9.1 | Airports | N/A | Floods | Depth (m) | 0.925
3.3 | F9.1 | Airports | N/A | Floods | Depth (m) | 0.93
3.35 | F9.1 | Airports | N/A | Floods | Depth (m) | 0.935
3.4 | F9.1 | Airports | N/A | Floods | Depth (m) | 0.94
3.45 | F9.1 | Airports | N/A | Floods | Depth (m) | 0.945
3.5 | F9.1 | Airports | N/A | Floods | Depth (m) | 0.95
3.55 | F9.1 | Airports | N/A | Floods | Depth (m) | 0.955
3.6 | F9.1 | Airports | N/A | Floods | Depth (m) | 0.96
3.65 | F9.1 | Airports | N/A | Floods | Depth (m) | 0.965
3.7 | F9.1 | Airports | N/A | Floods | Depth (m) | 0.97
3.75 | F9.1 | Airports | N/A | Floods | Depth (m) | 0.975
3.8 | F9.1 | Airports | N/A | Floods | Depth (m) | 0.98
3.85 | F9.1 | Airports | N/A | Floods | Depth (m) | 0.985
3.9 | F9.1 | Airports | N/A | Floods | Depth (m) | 0.99
3.95 | F9.1 | Airports | N/A | Floods | Depth (m) | 0.995
4 | F9.1 | Airports | N/A | Floods | Depth (m) | 1
4.05 | F9.1 | Airports | N/A | Floods | Depth (m) | 1
4.1 | F9.1 | Airports | N/A | Floods | Depth (m) | 1
4.15 | F9.1 | Airports | N/A | Floods | Depth (m) | 1
4.2 | F9.1 | Airports | N/A | Floods | Depth (m) | 1
4.25 | F9.1 | Airports | N/A | Floods | Depth (m) | 1
4.3 | F9.1 | Airports | N/A | Floods | Depth (m) | 1
4.35 | F9.1 | Airports | N/A | Floods | Depth (m) | 1
4.4 | F9.1 | Airports | N/A | Floods | Depth (m) | 1
4.45 | F9.1 | Airports | N/A | Floods | Depth (m) | 1
4.5 | F9.1 | Airports | N/A | Floods | Depth (m) | 1
4.55 | F9.1 | Airports | N/A | Floods | Depth (m) | 1
4.6 | F9.1 | Airports | N/A | Floods | Depth (m) | 1
4.65 | F9.1 | Airports | N/A | Floods | Depth (m) | 1
4.7 | F9.1 | Airports | N/A | Floods | Depth (m) | 1
4.75 | F9.1 | Airports | N/A | Floods | Depth (m) | 1
4.8 | F9.1 | Airports | N/A | Floods | Depth (m) | 1
4.85 | F9.1 | Airports | N/A | Floods | Depth (m) | 1
4.9 | F9.1 | Airports | N/A | Floods | Depth (m) | 1
4.95 | F9.1 | Airports | N/A | Floods | Depth (m) | 1
5 | F9.1 | Airports | N/A | Floods | Depth (m) | 1
5.05 | F9.1 | Airports | N/A | Floods | Depth (m)
5.1 | F9.1 | Airports | N/A | Floods | Depth (m)
5.15 | F9.1 | Airports | N/A | Floods | Depth (m)
5.2 | F9.1 | Airports | N/A | Floods | Depth (m)
5.25 | F9.1 | Airports | N/A | Floods | Depth (m)
5.3 | F9.1 | Airports | N/A | Floods | Depth (m)
5.35 | F9.1 | Airports | N/A | Floods | Depth (m)
5.4 | F9.1 | Airports | N/A | Floods | Depth (m)
5.45 | F9.1 | Airports | N/A | Floods | Depth (m)
5.5 | F9.1 | Airports | N/A | Floods | Depth (m)
5.55 | F9.1 | Airports | N/A | Floods | Depth (m)
5.6 | F9.1 | Airports | N/A | Floods | Depth (m)
5.65 | F9.1 | Airports | N/A | Floods | Depth (m)
5.7 | F9.1 | Airports | N/A | Floods | Depth (m)
5.75 | F9.1 | Airports | N/A | Floods | Depth (m)
5.8 | F9.1 | Airports | N/A | Floods | Depth (m)
5.85 | F9.1 | Airports | N/A | Floods | Depth (m)
5.9 | F9.1 | Airports | N/A | Floods | Depth (m)
5.95 | F9.1 | Airports | N/A | Floods | Depth (m)
6 | F9.1 | Airports | N/A | Floods | Depth (m)
6.05 | F9.1 | Airports | N/A | Floods | Depth (m)
6.1 | F9.1 | Airports | N/A | Floods | Depth (m)
6.15 | F9.1 | Airports | N/A | Floods | Depth (m)
6.2 | F9.1 | Airports | N/A | Floods | Depth (m)
6.25 | F9.1 | Airports | N/A | Floods | Depth (m)
6.3 | F9.1 | Airports | N/A | Floods | Depth (m)
6.35 | F9.1 | Airports | N/A | Floods | Depth (m)
6.4 | F9.1 | Airports | N/A | Floods | Depth (m)
6.45 | F9.1 | Airports | N/A | Floods | Depth (m)
6.5 | F9.1 | Airports | N/A | Floods | Depth (m)
0 | F9.2 | Airports | N/A | Floods | Depth (m) | 0
0.05 | F9.2 | Airports | N/A | Floods | Depth (m) | 0.014
0.1 | F9.2 | Airports | N/A | Floods | Depth (m) | 0.02
0.15 | F9.2 | Airports | N/A | Floods | Depth (m) | 0.03
0.2 | F9.2 | Airports | N/A | Floods | Depth (m) | 0.04
0.25 | F9.2 | Airports | N/A | Floods | Depth (m) | 0.07375
0.3 | F9.2 | Airports | N/A | Floods | Depth (m) | 0.1075
0.35 | F9.2 | Airports | N/A | Floods | Depth (m) | 0.14125
0.4 | F9.2 | Airports | N/A | Floods | Depth (m) | 0.175
0.45 | F9.2 | Airports | N/A | Floods | Depth (m) | 0.20875
0.5 | F9.2 | Airports | N/A | Floods | Depth (m) | 0.2425
0.55 | F9.2 | Airports | N/A | Floods | Depth (m) | 0.27625
0.6 | F9.2 | Airports | N/A | Floods | Depth (m) | 0.31
0.65 | F9.2 | Airports | N/A | Floods | Depth (m) | 0.34375
0.7 | F9.2 | Airports | N/A | Floods | Depth (m) | 0.3775
0.75 | F9.2 | Airports | N/A | Floods | Depth (m) | 0.41125
0.8 | F9.2 | Airports | N/A | Floods | Depth (m) | 0.445
0.85 | F9.2 | Airports | N/A | Floods | Depth (m) | 0.47875
0.9 | F9.2 | Airports | N/A | Floods | Depth (m) | 0.5125
0.95 | F9.2 | Airports | N/A | Floods | Depth (m) | 0.54625
1 | F9.2 | Airports | N/A | Floods | Depth (m) | 0.58
1.05 | F9.2 | Airports | N/A | Floods | Depth (m) | 0.592
1.1 | F9.2 | Airports | N/A | Floods | Depth (m) | 0.604
1.15 | F9.2 | Airports | N/A | Floods | Depth (m) | 0.616
1.2 | F9.2 | Airports | N/A | Floods | Depth (m) | 0.628
1.25 | F9.2 | Airports | N/A | Floods | Depth (m) | 0.64
1.3 | F9.2 | Airports | N/A | Floods | Depth (m) | 0.652
1.35 | F9.2 | Airports | N/A | Floods | Depth (m) | 0.664
1.4 | F9.2 | Airports | N/A | Floods | Depth (m) | 0.676
1.45 | F9.2 | Airports | N/A | Floods | Depth (m) | 0.688
1.5 | F9.2 | Airports | N/A | Floods | Depth (m) | 0.7
1.55 | F9.2 | Airports | N/A | Floods | Depth (m) | 0.709
1.6 | F9.2 | Airports | N/A | Floods | Depth (m) | 0.718
1.65 | F9.2 | Airports | N/A | Floods | Depth (m) | 0.727
1.7 | F9.2 | Airports | N/A | Floods | Depth (m) | 0.736
1.75 | F9.2 | Airports | N/A | Floods | Depth (m) | 0.745
1.8 | F9.2 | Airports | N/A | Floods | Depth (m) | 0.754
1.85 | F9.2 | Airports | N/A | Floods | Depth (m) | 0.763
1.9 | F9.2 | Airports | N/A | Floods | Depth (m) | 0.772
1.95 | F9.2 | Airports | N/A | Floods | Depth (m) | 0.781
2 | F9.2 | Airports | N/A | Floods | Depth (m) | 0.79
2.05 | F9.2 | Airports | N/A | Floods | Depth (m) | 0.79425
2.1 | F9.2 | Airports | N/A | Floods | Depth (m) | 0.7985
2.15 | F9.2 | Airports | N/A | Floods | Depth (m) | 0.80275
2.2 | F9.2 | Airports | N/A | Floods | Depth (m) | 0.807
2.25 | F9.2 | Airports | N/A | Floods | Depth (m) | 0.81125
2.3 | F9.2 | Airports | N/A | Floods | Depth (m) | 0.8155
2.35 | F9.2 | Airports | N/A | Floods | Depth (m) | 0.81975
2.4 | F9.2 | Airports | N/A | Floods | Depth (m) | 0.824
2.45 | F9.2 | Airports | N/A | Floods | Depth (m) | 0.82825
2.5 | F9.2 | Airports | N/A | Floods | Depth (m) | 0.8325
2.55 | F9.2 | Airports | N/A | Floods | Depth (m) | 0.83675
2.6 | F9.2 | Airports | N/A | Floods | Depth (m) | 0.841
2.65 | F9.2 | Airports | N/A | Floods | Depth (m) | 0.84525
2.7 | F9.2 | Airports | N/A | Floods | Depth (m) | 0.8495
2.75 | F9.2 | Airports | N/A | Floods | Depth (m) | 0.85375
2.8 | F9.2 | Airports | N/A | Floods | Depth (m) | 0.858
2.85 | F9.2 | Airports | N/A | Floods | Depth (m) | 0.86225
2.9 | F9.2 | Airports | N/A | Floods | Depth (m) | 0.8665
2.95 | F9.2 | Airports | N/A | Floods | Depth (m) | 0.87075
3 | F9.2 | Airports | N/A | Floods | Depth (m) | 0.875
3.05 | F9.2 | Airports | N/A | Floods | Depth (m) | 0.87925
3.1 | F9.2 | Airports | N/A | Floods | Depth (m) | 0.8835
3.15 | F9.2 | Airports | N/A | Floods | Depth (m) | 0.88775
3.2 | F9.2 | Airports | N/A | Floods | Depth (m) | 0.892
3.25 | F9.2 | Airports | N/A | Floods | Depth (m) | 0.89625
3.3 | F9.2 | Airports | N/A | Floods | Depth (m) | 0.9005
3.35 | F9.2 | Airports | N/A | Floods | Depth (m) | 0.90475
3.4 | F9.2 | Airports | N/A | Floods | Depth (m) | 0.909
3.45 | F9.2 | Airports | N/A | Floods | Depth (m) | 0.91325
3.5 | F9.2 | Airports | N/A | Floods | Depth (m) | 0.9175
3.55 | F9.2 | Airports | N/A | Floods | Depth (m) | 0.92175
3.6 | F9.2 | Airports | N/A | Floods | Depth (m) | 0.926
3.65 | F9.2 | Airports | N/A | Floods | Depth (m) | 0.93025
3.7 | F9.2 | Airports | N/A | Floods | Depth (m) | 0.9345
3.75 | F9.2 | Airports | N/A | Floods | Depth (m) | 0.93875
3.8 | F9.2 | Airports | N/A | Floods | Depth (m) | 0.943
3.85 | F9.2 | Airports | N/A | Floods | Depth (m) | 0.94725
3.9 | F9.2 | Airports | N/A | Floods | Depth (m) | 0.9515
3.95 | F9.2 | Airports | N/A | Floods | Depth (m) | 0.95575
4 | F9.2 | Airports | N/A | Floods | Depth (m) | 0.96
4.05 | F9.2 | Airports | N/A | Floods | Depth (m) | 0.962
4.1 | F9.2 | Airports | N/A | Floods | Depth (m) | 0.964
4.15 | F9.2 | Airports | N/A | Floods | Depth (m) | 0.966
4.2 | F9.2 | Airports | N/A | Floods | Depth (m) | 0.968
4.25 | F9.2 | Airports | N/A | Floods | Depth (m) | 0.97
4.3 | F9.2 | Airports | N/A | Floods | Depth (m) | 0.972
4.35 | F9.2 | Airports | N/A | Floods | Depth (m) | 0.974
4.4 | F9.2 | Airports | N/A | Floods | Depth (m) | 0.976
4.45 | F9.2 | Airports | N/A | Floods | Depth (m) | 0.978
4.5 | F9.2 | Airports | N/A | Floods | Depth (m) | 0.98
4.55 | F9.2 | Airports | N/A | Floods | Depth (m) | 0.982
4.6 | F9.2 | Airports | N/A | Floods | Depth (m) | 0.984
4.65 | F9.2 | Airports | N/A | Floods | Depth (m) | 0.986
4.7 | F9.2 | Airports | N/A | Floods | Depth (m) | 0.988
4.75 | F9.2 | Airports | N/A | Floods | Depth (m) | 0.99
4.8 | F9.2 | Airports | N/A | Floods | Depth (m) | 0.992
4.85 | F9.2 | Airports | N/A | Floods | Depth (m) | 0.994
4.9 | F9.2 | Airports | N/A | Floods | Depth (m) | 0.996
4.95 | F9.2 | Airports | N/A | Floods | Depth (m) | 0.998
5 | F9.2 | Airports | N/A | Floods | Depth (m) | 1
5.05 | F9.2 | Airports | N/A | Floods | Depth (m)
5.1 | F9.2 | Airports | N/A | Floods | Depth (m)
5.15 | F9.2 | Airports | N/A | Floods | Depth (m)
5.2 | F9.2 | Airports | N/A | Floods | Depth (m)
5.25 | F9.2 | Airports | N/A | Floods | Depth (m)
5.3 | F9.2 | Airports | N/A | Floods | Depth (m)
5.35 | F9.2 | Airports | N/A | Floods | Depth (m)
5.4 | F9.2 | Airports | N/A | Floods | Depth (m)
5.45 | F9.2 | Airports | N/A | Floods | Depth (m)
5.5 | F9.2 | Airports | N/A | Floods | Depth (m)
5.55 | F9.2 | Airports | N/A | Floods | Depth (m)
5.6 | F9.2 | Airports | N/A | Floods | Depth (m)
5.65 | F9.2 | Airports | N/A | Floods | Depth (m)
5.7 | F9.2 | Airports | N/A | Floods | Depth (m)
5.75 | F9.2 | Airports | N/A | Floods | Depth (m)
5.8 | F9.2 | Airports | N/A | Floods | Depth (m)
5.85 | F9.2 | Airports | N/A | Floods | Depth (m)
5.9 | F9.2 | Airports | N/A | Floods | Depth (m)
5.95 | F9.2 | Airports | N/A | Floods | Depth (m)
6 | F9.2 | Airports | N/A | Floods | Depth (m)
6.05 | F9.2 | Airports | N/A | Floods | Depth (m)
6.1 | F9.2 | Airports | N/A | Floods | Depth (m)
6.15 | F9.2 | Airports | N/A | Floods | Depth (m)
6.2 | F9.2 | Airports | N/A | Floods | Depth (m)
6.25 | F9.2 | Airports | N/A | Floods | Depth (m)
6.3 | F9.2 | Airports | N/A | Floods | Depth (m)
6.35 | F9.2 | Airports | N/A | Floods | Depth (m)
6.4 | F9.2 | Airports | N/A | Floods | Depth (m)
6.45 | F9.2 | Airports | N/A | Floods | Depth (m)
6.5 | F9.2 | Airports | N/A | Floods | Depth (m)
0 | F9.3 | Airports | N/A | Floods | Depth (m) | 0
0.05 | F9.3 | Airports | N/A | Floods | Depth (m) | 0.02
0.1 | F9.3 | Airports | N/A | Floods | Depth (m) | 0.04
0.15 | F9.3 | Airports | N/A | Floods | Depth (m) | 0.06
0.2 | F9.3 | Airports | N/A | Floods | Depth (m) | 0.08
0.25 | F9.3 | Airports | N/A | Floods | Depth (m) | 0.1
0.3 | F9.3 | Airports | N/A | Floods | Depth (m) | 0.12
0.35 | F9.3 | Airports | N/A | Floods | Depth (m) | 0.14
0.4 | F9.3 | Airports | N/A | Floods | Depth (m) | 0.16
0.45 | F9.3 | Airports | N/A | Floods | Depth (m) | 0.18
0.5 | F9.3 | Airports | N/A | Floods | Depth (m) | 0.2
0.55 | F9.3 | Airports | N/A | Floods | Depth (m) | 0.22
0.6 | F9.3 | Airports | N/A | Floods | Depth (m) | 0.24
0.65 | F9.3 | Airports | N/A | Floods | Depth (m) | 0.26
0.7 | F9.3 | Airports | N/A | Floods | Depth (m) | 0.28
0.75 | F9.3 | Airports | N/A | Floods | Depth (m) | 0.3
0.8 | F9.3 | Airports | N/A | Floods | Depth (m) | 0.32
0.85 | F9.3 | Airports | N/A | Floods | Depth (m) | 0.34
0.9 | F9.3 | Airports | N/A | Floods | Depth (m) | 0.36
0.95 | F9.3 | Airports | N/A | Floods | Depth (m) | 0.38
1 | F9.3 | Airports | N/A | Floods | Depth (m) | 0.4
1.05 | F9.3 | Airports | N/A | Floods | Depth (m) | 0.42
1.1 | F9.3 | Airports | N/A | Floods | Depth (m) | 0.44
1.15 | F9.3 | Airports | N/A | Floods | Depth (m) | 0.46
1.2 | F9.3 | Airports | N/A | Floods | Depth (m) | 0.48
1.25 | F9.3 | Airports | N/A | Floods | Depth (m) | 0.5
1.3 | F9.3 | Airports | N/A | Floods | Depth (m) | 0.52
1.35 | F9.3 | Airports | N/A | Floods | Depth (m) | 0.54
1.4 | F9.3 | Airports | N/A | Floods | Depth (m) | 0.56
1.45 | F9.3 | Airports | N/A | Floods | Depth (m) | 0.58
1.5 | F9.3 | Airports | N/A | Floods | Depth (m) | 0.6
1.55 | F9.3 | Airports | N/A | Floods | Depth (m) | 0.62
1.6 | F9.3 | Airports | N/A | Floods | Depth (m) | 0.64
1.65 | F9.3 | Airports | N/A | Floods | Depth (m) | 0.66
1.7 | F9.3 | Airports | N/A | Floods | Depth (m) | 0.68
1.75 | F9.3 | Airports | N/A | Floods | Depth (m) | 0.7
1.8 | F9.3 | Airports | N/A | Floods | Depth (m) | 0.72
1.85 | F9.3 | Airports | N/A | Floods | Depth (m) | 0.74
1.9 | F9.3 | Airports | N/A | Floods | Depth (m) | 0.76
1.95 | F9.3 | Airports | N/A | Floods | Depth (m) | 0.78
2 | F9.3 | Airports | N/A | Floods | Depth (m) | 0.8
2.05 | F9.3 | Airports | N/A | Floods | Depth (m) | 0.805
2.1 | F9.3 | Airports | N/A | Floods | Depth (m) | 0.81
2.15 | F9.3 | Airports | N/A | Floods | Depth (m) | 0.815
2.2 | F9.3 | Airports | N/A | Floods | Depth (m) | 0.82
2.25 | F9.3 | Airports | N/A | Floods | Depth (m) | 0.825
2.3 | F9.3 | Airports | N/A | Floods | Depth (m) | 0.83
2.35 | F9.3 | Airports | N/A | Floods | Depth (m) | 0.835
2.4 | F9.3 | Airports | N/A | Floods | Depth (m) | 0.84
2.45 | F9.3 | Airports | N/A | Floods | Depth (m) | 0.845
2.5 | F9.3 | Airports | N/A | Floods | Depth (m) | 0.85
2.55 | F9.3 | Airports | N/A | Floods | Depth (m) | 0.855
2.6 | F9.3 | Airports | N/A | Floods | Depth (m) | 0.86
2.65 | F9.3 | Airports | N/A | Floods | Depth (m) | 0.865
2.7 | F9.3 | Airports | N/A | Floods | Depth (m) | 0.87
2.75 | F9.3 | Airports | N/A | Floods | Depth (m) | 0.875
2.8 | F9.3 | Airports | N/A | Floods | Depth (m) | 0.88
2.85 | F9.3 | Airports | N/A | Floods | Depth (m) | 0.885
2.9 | F9.3 | Airports | N/A | Floods | Depth (m) | 0.89
2.95 | F9.3 | Airports | N/A | Floods | Depth (m) | 0.895
3 | F9.3 | Airports | N/A | Floods | Depth (m) | 0.9
3.05 | F9.3 | Airports | N/A | Floods | Depth (m) | 0.905
3.1 | F9.3 | Airports | N/A | Floods | Depth (m) | 0.91
3.15 | F9.3 | Airports | N/A | Floods | Depth (m) | 0.915
3.2 | F9.3 | Airports | N/A | Floods | Depth (m) | 0.92
3.25 | F9.3 | Airports | N/A | Floods | Depth (m) | 0.925
3.3 | F9.3 | Airports | N/A | Floods | Depth (m) | 0.93
3.35 | F9.3 | Airports | N/A | Floods | Depth (m) | 0.935
3.4 | F9.3 | Airports | N/A | Floods | Depth (m) | 0.94
3.45 | F9.3 | Airports | N/A | Floods | Depth (m) | 0.945
3.5 | F9.3 | Airports | N/A | Floods | Depth (m) | 0.95
3.55 | F9.3 | Airports | N/A | Floods | Depth (m) | 0.955
3.6 | F9.3 | Airports | N/A | Floods | Depth (m) | 0.96
3.65 | F9.3 | Airports | N/A | Floods | Depth (m) | 0.965
3.7 | F9.3 | Airports | N/A | Floods | Depth (m) | 0.97
3.75 | F9.3 | Airports | N/A | Floods | Depth (m) | 0.975
3.8 | F9.3 | Airports | N/A | Floods | Depth (m) | 0.98
3.85 | F9.3 | Airports | N/A | Floods | Depth (m) | 0.985
3.9 | F9.3 | Airports | N/A | Floods | Depth (m) | 0.99
3.95 | F9.3 | Airports | N/A | Floods | Depth (m) | 0.995
4 | F9.3 | Airports | N/A | Floods | Depth (m) | 1
4.05 | F9.3 | Airports | N/A | Floods | Depth (m) | 1
4.1 | F9.3 | Airports | N/A | Floods | Depth (m) | 1
4.15 | F9.3 | Airports | N/A | Floods | Depth (m) | 1
4.2 | F9.3 | Airports | N/A | Floods | Depth (m) | 1
4.25 | F9.3 | Airports | N/A | Floods | Depth (m) | 1
4.3 | F9.3 | Airports | N/A | Floods | Depth (m) | 1
4.35 | F9.3 | Airports | N/A | Floods | Depth (m) | 1
4.4 | F9.3 | Airports | N/A | Floods | Depth (m) | 1
4.45 | F9.3 | Airports | N/A | Floods | Depth (m) | 1
4.5 | F9.3 | Airports | N/A | Floods | Depth (m) | 1
4.55 | F9.3 | Airports | N/A | Floods | Depth (m) | 1
4.6 | F9.3 | Airports | N/A | Floods | Depth (m) | 1
4.65 | F9.3 | Airports | N/A | Floods | Depth (m) | 1
4.7 | F9.3 | Airports | N/A | Floods | Depth (m) | 1
4.75 | F9.3 | Airports | N/A | Floods | Depth (m) | 1
4.8 | F9.3 | Airports | N/A | Floods | Depth (m) | 1
4.85 | F9.3 | Airports | N/A | Floods | Depth (m) | 1
4.9 | F9.3 | Airports | N/A | Floods | Depth (m) | 1
4.95 | F9.3 | Airports | N/A | Floods | Depth (m) | 1
5 | F9.3 | Airports | N/A | Floods | Depth (m) | 1
5.05 | F9.3 | Airports | N/A | Floods | Depth (m)
5.1 | F9.3 | Airports | N/A | Floods | Depth (m)
5.15 | F9.3 | Airports | N/A | Floods | Depth (m)
5.2 | F9.3 | Airports | N/A | Floods | Depth (m)
5.25 | F9.3 | Airports | N/A | Floods | Depth (m)
5.3 | F9.3 | Airports | N/A | Floods | Depth (m)
5.35 | F9.3 | Airports | N/A | Floods | Depth (m)
5.4 | F9.3 | Airports | N/A | Floods | Depth (m)
5.45 | F9.3 | Airports | N/A | Floods | Depth (m)
5.5 | F9.3 | Airports | N/A | Floods | Depth (m)
5.55 | F9.3 | Airports | N/A | Floods | Depth (m)
5.6 | F9.3 | Airports | N/A | Floods | Depth (m)
5.65 | F9.3 | Airports | N/A | Floods | Depth (m)
5.7 | F9.3 | Airports | N/A | Floods | Depth (m)
5.75 | F9.3 | Airports | N/A | Floods | Depth (m)
5.8 | F9.3 | Airports | N/A | Floods | Depth (m)
5.85 | F9.3 | Airports | N/A | Floods | Depth (m)
5.9 | F9.3 | Airports | N/A | Floods | Depth (m)
5.95 | F9.3 | Airports | N/A | Floods | Depth (m)
6 | F9.3 | Airports | N/A | Floods | Depth (m)
6.05 | F9.3 | Airports | N/A | Floods | Depth (m)
6.1 | F9.3 | Airports | N/A | Floods | Depth (m)
6.15 | F9.3 | Airports | N/A | Floods | Depth (m)
6.2 | F9.3 | Airports | N/A | Floods | Depth (m)
6.25 | F9.3 | Airports | N/A | Floods | Depth (m)
6.3 | F9.3 | Airports | N/A | Floods | Depth (m)
6.35 | F9.3 | Airports | N/A | Floods | Depth (m)
6.4 | F9.3 | Airports | N/A | Floods | Depth (m)
6.45 | F9.3 | Airports | N/A | Floods | Depth (m)
6.5 | F9.3 | Airports | N/A | Floods | Depth (m)
0 | F16.1 | Transmission and distribution pipelines | Exposed transmission pipeline crossing | Floods | Depth (m) | 0
0.05 | F16.1 | Transmission and distribution pipelines | Exposed transmission pipeline crossing | Floods | Depth (m) | 0
0.1 | F16.1 | Transmission and distribution pipelines | Exposed transmission pipeline crossing | Floods | Depth (m) | 0
0.15 | F16.1 | Transmission and distribution pipelines | Exposed transmission pipeline crossing | Floods | Depth (m) | 0
0.2 | F16.1 | Transmission and distribution pipelines | Exposed transmission pipeline crossing | Floods | Depth (m) | 0
0.25 | F16.1 | Transmission and distribution pipelines | Exposed transmission pipeline crossing | Floods | Depth (m) | 0
0.3 | F16.1 | Transmission and distribution pipelines | Exposed transmission pipeline crossing | Floods | Depth (m) | 0
0.35 | F16.1 | Transmission and distribution pipelines | Exposed transmission pipeline crossing | Floods | Depth (m) | 0
0.4 | F16.1 | Transmission and distribution pipelines | Exposed transmission pipeline crossing | Floods | Depth (m) | 0
0.45 | F16.1 | Transmission and distribution pipelines | Exposed transmission pipeline crossing | Floods | Depth (m) | 0
0.5 | F16.1 | Transmission and distribution pipelines | Exposed transmission pipeline crossing | Floods | Depth (m) | 0
0.55 | F16.1 | Transmission and distribution pipelines | Exposed transmission pipeline crossing | Floods | Depth (m) | 0
0.6 | F16.1 | Transmission and distribution pipelines | Exposed transmission pipeline crossing | Floods | Depth (m) | 0
0.65 | F16.1 | Transmission and distribution pipelines | Exposed transmission pipeline crossing | Floods | Depth (m) | 0
0.7 | F16.1 | Transmission and distribution pipelines | Exposed transmission pipeline crossing | Floods | Depth (m) | 0
0.75 | F16.1 | Transmission and distribution pipelines | Exposed transmission pipeline crossing | Floods | Depth (m) | 0
0.8 | F16.1 | Transmission and distribution pipelines | Exposed transmission pipeline crossing | Floods | Depth (m) | 0
0.85 | F16.1 | Transmission and distribution pipelines | Exposed transmission pipeline crossing | Floods | Depth (m) | 0
0.9 | F16.1 | Transmission and distribution pipelines | Exposed transmission pipeline crossing | Floods | Depth (m) | 0
0.95 | F16.1 | Transmission and distribution pipelines | Exposed transmission pipeline crossing | Floods | Depth (m) | 0
1 | F16.1 | Transmission and distribution pipelines | Exposed transmission pipeline crossing | Floods | Depth (m) | 0
1.05 | F16.1 | Transmission and distribution pipelines | Exposed transmission pipeline crossing | Floods | Depth (m) | 0
1.1 | F16.1 | Transmission and distribution pipelines | Exposed transmission pipeline crossing | Floods | Depth (m) | 0
1.15 | F16.1 | Transmission and distribution pipelines | Exposed transmission pipeline crossing | Floods | Depth (m) | 0
1.2 | F16.1 | Transmission and distribution pipelines | Exposed transmission pipeline crossing | Floods | Depth (m) | 0
1.25 | F16.1 | Transmission and distribution pipelines | Exposed transmission pipeline crossing | Floods | Depth (m) | 0
1.3 | F16.1 | Transmission and distribution pipelines | Exposed transmission pipeline crossing | Floods | Depth (m) | 0
1.35 | F16.1 | Transmission and distribution pipelines | Exposed transmission pipeline crossing | Floods | Depth (m) | 0
1.4 | F16.1 | Transmission and distribution pipelines | Exposed transmission pipeline crossing | Floods | Depth (m) | 0
1.45 | F16.1 | Transmission and distribution pipelines | Exposed transmission pipeline crossing | Floods | Depth (m) | 0
1.5 | F16.1 | Transmission and distribution pipelines | Exposed transmission pipeline crossing | Floods | Depth (m) | 0
1.55 | F16.1 | Transmission and distribution pipelines | Exposed transmission pipeline crossing | Floods | Depth (m) | 0
1.6 | F16.1 | Transmission and distribution pipelines | Exposed transmission pipeline crossing | Floods | Depth (m) | 0
1.65 | F16.1 | Transmission and distribution pipelines | Exposed transmission pipeline crossing | Floods | Depth (m) | 0
1.7 | F16.1 | Transmission and distribution pipelines | Exposed transmission pipeline crossing | Floods | Depth (m) | 0
1.75 | F16.1 | Transmission and distribution pipelines | Exposed transmission pipeline crossing | Floods | Depth (m) | 0
1.8 | F16.1 | Transmission and distribution pipelines | Exposed transmission pipeline crossing | Floods | Depth (m) | 0
1.85 | F16.1 | Transmission and distribution pipelines | Exposed transmission pipeline crossing | Floods | Depth (m) | 0
1.9 | F16.1 | Transmission and distribution pipelines | Exposed transmission pipeline crossing | Floods | Depth (m) | 0
1.95 | F16.1 | Transmission and distribution pipelines | Exposed transmission pipeline crossing | Floods | Depth (m) | 0
2 | F16.1 | Transmission and distribution pipelines | Exposed transmission pipeline crossing | Floods | Depth (m) | 0
2.05 | F16.1 | Transmission and distribution pipelines | Exposed transmission pipeline crossing | Floods | Depth (m) | 0
2.1 | F16.1 | Transmission and distribution pipelines | Exposed transmission pipeline crossing | Floods | Depth (m) | 0
2.15 | F16.1 | Transmission and distribution pipelines | Exposed transmission pipeline crossing | Floods | Depth (m) | 0
2.2 | F16.1 | Transmission and distribution pipelines | Exposed transmission pipeline crossing | Floods | Depth (m) | 0
2.25 | F16.1 | Transmission and distribution pipelines | Exposed transmission pipeline crossing | Floods | Depth (m) | 0
2.3 | F16.1 | Transmission and distribution pipelines | Exposed transmission pipeline crossing | Floods | Depth (m) | 0
2.35 | F16.1 | Transmission and distribution pipelines | Exposed transmission pipeline crossing | Floods | Depth (m) | 0
2.4 | F16.1 | Transmission and distribution pipelines | Exposed transmission pipeline crossing | Floods | Depth (m) | 0
2.45 | F16.1 | Transmission and distribution pipelines | Exposed transmission pipeline crossing | Floods | Depth (m) | 0
2.5 | F16.1 | Transmission and distribution pipelines | Exposed transmission pipeline crossing | Floods | Depth (m) | 0
2.55 | F16.1 | Transmission and distribution pipelines | Exposed transmission pipeline crossing | Floods | Depth (m) | 0
2.6 | F16.1 | Transmission and distribution pipelines | Exposed transmission pipeline crossing | Floods | Depth (m) | 0
2.65 | F16.1 | Transmission and distribution pipelines | Exposed transmission pipeline crossing | Floods | Depth (m) | 0
2.7 | F16.1 | Transmission and distribution pipelines | Exposed transmission pipeline crossing | Floods | Depth (m) | 0
2.75 | F16.1 | Transmission and distribution pipelines | Exposed transmission pipeline crossing | Floods | Depth (m) | 0
2.8 | F16.1 | Transmission and distribution pipelines | Exposed transmission pipeline crossing | Floods | Depth (m) | 0
2.85 | F16.1 | Transmission and distribution pipelines | Exposed transmission pipeline crossing | Floods | Depth (m) | 0
2.9 | F16.1 | Transmission and distribution pipelines | Exposed transmission pipeline crossing | Floods | Depth (m) | 0
2.95 | F16.1 | Transmission and distribution pipelines | Exposed transmission pipeline crossing | Floods | Depth (m) | 0
3 | F16.1 | Transmission and distribution pipelines | Exposed transmission pipeline crossing | Floods | Depth (m) | 0
3.05 | F16.1 | Transmission and distribution pipelines | Exposed transmission pipeline crossing | Floods | Depth (m) | 0
3.1 | F16.1 | Transmission and distribution pipelines | Exposed transmission pipeline crossing | Floods | Depth (m)
3.15 | F16.1 | Transmission and distribution pipelines | Exposed transmission pipeline crossing | Floods | Depth (m)
3.2 | F16.1 | Transmission and distribution pipelines | Exposed transmission pipeline crossing | Floods | Depth (m)
3.25 | F16.1 | Transmission and distribution pipelines | Exposed transmission pipeline crossing | Floods | Depth (m)
3.3 | F16.1 | Transmission and distribution pipelines | Exposed transmission pipeline crossing | Floods | Depth (m)
3.35 | F16.1 | Transmission and distribution pipelines | Exposed transmission pipeline crossing | Floods | Depth (m)
3.4 | F16.1 | Transmission and distribution pipelines | Exposed transmission pipeline crossing | Floods | Depth (m)
3.45 | F16.1 | Transmission and distribution pipelines | Exposed transmission pipeline crossing | Floods | Depth (m)
3.5 | F16.1 | Transmission and distribution pipelines | Exposed transmission pipeline crossing | Floods | Depth (m)
3.55 | F16.1 | Transmission and distribution pipelines | Exposed transmission pipeline crossing | Floods | Depth (m)
3.6 | F16.1 | Transmission and distribution pipelines | Exposed transmission pipeline crossing | Floods | Depth (m)
3.65 | F16.1 | Transmission and distribution pipelines | Exposed transmission pipeline crossing | Floods | Depth (m)
3.7 | F16.1 | Transmission and distribution pipelines | Exposed transmission pipeline crossing | Floods | Depth (m)
3.75 | F16.1 | Transmission and distribution pipelines | Exposed transmission pipeline crossing | Floods | Depth (m)
3.8 | F16.1 | Transmission and distribution pipelines | Exposed transmission pipeline crossing | Floods | Depth (m)
3.85 | F16.1 | Transmission and distribution pipelines | Exposed transmission pipeline crossing | Floods | Depth (m)
3.9 | F16.1 | Transmission and distribution pipelines | Exposed transmission pipeline crossing | Floods | Depth (m)
3.95 | F16.1 | Transmission and distribution pipelines | Exposed transmission pipeline crossing | Floods | Depth (m)
4 | F16.1 | Transmission and distribution pipelines | Exposed transmission pipeline crossing | Floods | Depth (m)
4.05 | F16.1 | Transmission and distribution pipelines | Exposed transmission pipeline crossing | Floods | Depth (m)
4.1 | F16.1 | Transmission and distribution pipelines | Exposed transmission pipeline crossing | Floods | Depth (m)
4.15 | F16.1 | Transmission and distribution pipelines | Exposed transmission pipeline crossing | Floods | Depth (m)
4.2 | F16.1 | Transmission and distribution pipelines | Exposed transmission pipeline crossing | Floods | Depth (m)
4.25 | F16.1 | Transmission and distribution pipelines | Exposed transmission pipeline crossing | Floods | Depth (m)
4.3 | F16.1 | Transmission and distribution pipelines | Exposed transmission pipeline crossing | Floods | Depth (m)
4.35 | F16.1 | Transmission and distribution pipelines | Exposed transmission pipeline crossing | Floods | Depth (m)
4.4 | F16.1 | Transmission and distribution pipelines | Exposed transmission pipeline crossing | Floods | Depth (m)
4.45 | F16.1 | Transmission and distribution pipelines | Exposed transmission pipeline crossing | Floods | Depth (m)
4.5 | F16.1 | Transmission and distribution pipelines | Exposed transmission pipeline crossing | Floods | Depth (m)
4.55 | F16.1 | Transmission and distribution pipelines | Exposed transmission pipeline crossing | Floods | Depth (m)
4.6 | F16.1 | Transmission and distribution pipelines | Exposed transmission pipeline crossing | Floods | Depth (m)
4.65 | F16.1 | Transmission and distribution pipelines | Exposed transmission pipeline crossing | Floods | Depth (m)
4.7 | F16.1 | Transmission and distribution pipelines | Exposed transmission pipeline crossing | Floods | Depth (m)
4.75 | F16.1 | Transmission and distribution pipelines | Exposed transmission pipeline crossing | Floods | Depth (m)
4.8 | F16.1 | Transmission and distribution pipelines | Exposed transmission pipeline crossing | Floods | Depth (m)
4.85 | F16.1 | Transmission and distribution pipelines | Exposed transmission pipeline crossing | Floods | Depth (m)
4.9 | F16.1 | Transmission and distribution pipelines | Exposed transmission pipeline crossing | Floods | Depth (m)
4.95 | F16.1 | Transmission and distribution pipelines | Exposed transmission pipeline crossing | Floods | Depth (m)
5 | F16.1 | Transmission and distribution pipelines | Exposed transmission pipeline crossing | Floods | Depth (m)
5.05 | F16.1 | Transmission and distribution pipelines | Exposed transmission pipeline crossing | Floods | Depth (m)
5.1 | F16.1 | Transmission and distribution pipelines | Exposed transmission pipeline crossing | Floods | Depth (m)
5.15 | F16.1 | Transmission and distribution pipelines | Exposed transmission pipeline crossing | Floods | Depth (m)
5.2 | F16.1 | Transmission and distribution pipelines | Exposed transmission pipeline crossing | Floods | Depth (m)
5.25 | F16.1 | Transmission and distribution pipelines | Exposed transmission pipeline crossing | Floods | Depth (m)
5.3 | F16.1 | Transmission and distribution pipelines | Exposed transmission pipeline crossing | Floods | Depth (m)
5.35 | F16.1 | Transmission and distribution pipelines | Exposed transmission pipeline crossing | Floods | Depth (m)
5.4 | F16.1 | Transmission and distribution pipelines | Exposed transmission pipeline crossing | Floods | Depth (m)
5.45 | F16.1 | Transmission and distribution pipelines | Exposed transmission pipeline crossing | Floods | Depth (m)
5.5 | F16.1 | Transmission and distribution pipelines | Exposed transmission pipeline crossing | Floods | Depth (m)
5.55 | F16.1 | Transmission and distribution pipelines | Exposed transmission pipeline crossing | Floods | Depth (m)
5.6 | F16.1 | Transmission and distribution pipelines | Exposed transmission pipeline crossing | Floods | Depth (m)
5.65 | F16.1 | Transmission and distribution pipelines | Exposed transmission pipeline crossing | Floods | Depth (m)
5.7 | F16.1 | Transmission and distribution pipelines | Exposed transmission pipeline crossing | Floods | Depth (m)
5.75 | F16.1 | Transmission and distribution pipelines | Exposed transmission pipeline crossing | Floods | Depth (m)
5.8 | F16.1 | Transmission and distribution pipelines | Exposed transmission pipeline crossing | Floods | Depth (m)
5.85 | F16.1 | Transmission and distribution pipelines | Exposed transmission pipeline crossing | Floods | Depth (m)
5.9 | F16.1 | Transmission and distribution pipelines | Exposed transmission pipeline crossing | Floods | Depth (m)
5.95 | F16.1 | Transmission and distribution pipelines | Exposed transmission pipeline crossing | Floods | Depth (m)
6 | F16.1 | Transmission and distribution pipelines | Exposed transmission pipeline crossing | Floods | Depth (m)
6.05 | F16.1 | Transmission and distribution pipelines | Exposed transmission pipeline crossing | Floods | Depth (m)
6.1 | F16.1 | Transmission and distribution pipelines | Exposed transmission pipeline crossing | Floods | Depth (m)
6.15 | F16.1 | Transmission and distribution pipelines | Exposed transmission pipeline crossing | Floods | Depth (m)
6.2 | F16.1 | Transmission and distribution pipelines | Exposed transmission pipeline crossing | Floods | Depth (m)
6.25 | F16.1 | Transmission and distribution pipelines | Exposed transmission pipeline crossing | Floods | Depth (m)
6.3 | F16.1 | Transmission and distribution pipelines | Exposed transmission pipeline crossing | Floods | Depth (m)
6.35 | F16.1 | Transmission and distribution pipelines | Exposed transmission pipeline crossing | Floods | Depth (m)
6.4 | F16.1 | Transmission and distribution pipelines | Exposed transmission pipeline crossing | Floods | Depth (m)
6.45 | F16.1 | Transmission and distribution pipelines | Exposed transmission pipeline crossing | Floods | Depth (m)
6.5 | F16.1 | Transmission and distribution pipelines | Exposed transmission pipeline crossing | Floods | Depth (m)
0 | F16.2 | Transmission and distribution pipelines | Buried transmission pipeline crossing | Floods | Depth (m) | 0
0.05 | F16.2 | Transmission and distribution pipelines | Buried transmission pipeline crossing | Floods | Depth (m) | 0
0.1 | F16.2 | Transmission and distribution pipelines | Buried transmission pipeline crossing | Floods | Depth (m) | 0
0.15 | F16.2 | Transmission and distribution pipelines | Buried transmission pipeline crossing | Floods | Depth (m) | 0
0.2 | F16.2 | Transmission and distribution pipelines | Buried transmission pipeline crossing | Floods | Depth (m) | 0
0.25 | F16.2 | Transmission and distribution pipelines | Buried transmission pipeline crossing | Floods | Depth (m) | 0
0.3 | F16.2 | Transmission and distribution pipelines | Buried transmission pipeline crossing | Floods | Depth (m) | 0
0.35 | F16.2 | Transmission and distribution pipelines | Buried transmission pipeline crossing | Floods | Depth (m) | 0
0.4 | F16.2 | Transmission and distribution pipelines | Buried transmission pipeline crossing | Floods | Depth (m) | 0
0.45 | F16.2 | Transmission and distribution pipelines | Buried transmission pipeline crossing | Floods | Depth (m) | 0
0.5 | F16.2 | Transmission and distribution pipelines | Buried transmission pipeline crossing | Floods | Depth (m) | 0
0.55 | F16.2 | Transmission and distribution pipelines | Buried transmission pipeline crossing | Floods | Depth (m) | 0
0.6 | F16.2 | Transmission and distribution pipelines | Buried transmission pipeline crossing | Floods | Depth (m) | 0
0.65 | F16.2 | Transmission and distribution pipelines | Buried transmission pipeline crossing | Floods | Depth (m) | 0
0.7 | F16.2 | Transmission and distribution pipelines | Buried transmission pipeline crossing | Floods | Depth (m) | 0
0.75 | F16.2 | Transmission and distribution pipelines | Buried transmission pipeline crossing | Floods | Depth (m) | 0
0.8 | F16.2 | Transmission and distribution pipelines | Buried transmission pipeline crossing | Floods | Depth (m) | 0
0.85 | F16.2 | Transmission and distribution pipelines | Buried transmission pipeline crossing | Floods | Depth (m) | 0
0.9 | F16.2 | Transmission and distribution pipelines | Buried transmission pipeline crossing | Floods | Depth (m) | 0
0.95 | F16.2 | Transmission and distribution pipelines | Buried transmission pipeline crossing | Floods | Depth (m) | 0
1 | F16.2 | Transmission and distribution pipelines | Buried transmission pipeline crossing | Floods | Depth (m) | 0
1.05 | F16.2 | Transmission and distribution pipelines | Buried transmission pipeline crossing | Floods | Depth (m) | 0
1.1 | F16.2 | Transmission and distribution pipelines | Buried transmission pipeline crossing | Floods | Depth (m) | 0
1.15 | F16.2 | Transmission and distribution pipelines | Buried transmission pipeline crossing | Floods | Depth (m) | 0
1.2 | F16.2 | Transmission and distribution pipelines | Buried transmission pipeline crossing | Floods | Depth (m) | 0
1.25 | F16.2 | Transmission and distribution pipelines | Buried transmission pipeline crossing | Floods | Depth (m) | 0
1.3 | F16.2 | Transmission and distribution pipelines | Buried transmission pipeline crossing | Floods | Depth (m) | 0
1.35 | F16.2 | Transmission and distribution pipelines | Buried transmission pipeline crossing | Floods | Depth (m) | 0
1.4 | F16.2 | Transmission and distribution pipelines | Buried transmission pipeline crossing | Floods | Depth (m) | 0
1.45 | F16.2 | Transmission and distribution pipelines | Buried transmission pipeline crossing | Floods | Depth (m) | 0
1.5 | F16.2 | Transmission and distribution pipelines | Buried transmission pipeline crossing | Floods | Depth (m) | 0
1.55 | F16.2 | Transmission and distribution pipelines | Buried transmission pipeline crossing | Floods | Depth (m) | 0
1.6 | F16.2 | Transmission and distribution pipelines | Buried transmission pipeline crossing | Floods | Depth (m) | 0
1.65 | F16.2 | Transmission and distribution pipelines | Buried transmission pipeline crossing | Floods | Depth (m) | 0
1.7 | F16.2 | Transmission and distribution pipelines | Buried transmission pipeline crossing | Floods | Depth (m) | 0
1.75 | F16.2 | Transmission and distribution pipelines | Buried transmission pipeline crossing | Floods | Depth (m) | 0
1.8 | F16.2 | Transmission and distribution pipelines | Buried transmission pipeline crossing | Floods | Depth (m) | 0
1.85 | F16.2 | Transmission and distribution pipelines | Buried transmission pipeline crossing | Floods | Depth (m) | 0
1.9 | F16.2 | Transmission and distribution pipelines | Buried transmission pipeline crossing | Floods | Depth (m) | 0
1.95 | F16.2 | Transmission and distribution pipelines | Buried transmission pipeline crossing | Floods | Depth (m) | 0
2 | F16.2 | Transmission and distribution pipelines | Buried transmission pipeline crossing | Floods | Depth (m) | 0
2.05 | F16.2 | Transmission and distribution pipelines | Buried transmission pipeline crossing | Floods | Depth (m) | 0
2.1 | F16.2 | Transmission and distribution pipelines | Buried transmission pipeline crossing | Floods | Depth (m) | 0
2.15 | F16.2 | Transmission and distribution pipelines | Buried transmission pipeline crossing | Floods | Depth (m) | 0
2.2 | F16.2 | Transmission and distribution pipelines | Buried transmission pipeline crossing | Floods | Depth (m) | 0
2.25 | F16.2 | Transmission and distribution pipelines | Buried transmission pipeline crossing | Floods | Depth (m) | 0
2.3 | F16.2 | Transmission and distribution pipelines | Buried transmission pipeline crossing | Floods | Depth (m) | 0
2.35 | F16.2 | Transmission and distribution pipelines | Buried transmission pipeline crossing | Floods | Depth (m) | 0
2.4 | F16.2 | Transmission and distribution pipelines | Buried transmission pipeline crossing | Floods | Depth (m) | 0
2.45 | F16.2 | Transmission and distribution pipelines | Buried transmission pipeline crossing | Floods | Depth (m) | 0
2.5 | F16.2 | Transmission and distribution pipelines | Buried transmission pipeline crossing | Floods | Depth (m) | 0
2.55 | F16.2 | Transmission and distribution pipelines | Buried transmission pipeline crossing | Floods | Depth (m) | 0
2.6 | F16.2 | Transmission and distribution pipelines | Buried transmission pipeline crossing | Floods | Depth (m) | 0
2.65 | F16.2 | Transmission and distribution pipelines | Buried transmission pipeline crossing | Floods | Depth (m) | 0
2.7 | F16.2 | Transmission and distribution pipelines | Buried transmission pipeline crossing | Floods | Depth (m) | 0
2.75 | F16.2 | Transmission and distribution pipelines | Buried transmission pipeline crossing | Floods | Depth (m) | 0
2.8 | F16.2 | Transmission and distribution pipelines | Buried transmission pipeline crossing | Floods | Depth (m) | 0
2.85 | F16.2 | Transmission and distribution pipelines | Buried transmission pipeline crossing | Floods | Depth (m) | 0
2.9 | F16.2 | Transmission and distribution pipelines | Buried transmission pipeline crossing | Floods | Depth (m) | 0
2.95 | F16.2 | Transmission and distribution pipelines | Buried transmission pipeline crossing | Floods | Depth (m) | 0
3 | F16.2 | Transmission and distribution pipelines | Buried transmission pipeline crossing | Floods | Depth (m) | 0
3.05 | F16.2 | Transmission and distribution pipelines | Buried transmission pipeline crossing | Floods | Depth (m) | 0
3.1 | F16.2 | Transmission and distribution pipelines | Buried transmission pipeline crossing | Floods | Depth (m)
3.15 | F16.2 | Transmission and distribution pipelines | Buried transmission pipeline crossing | Floods | Depth (m)
3.2 | F16.2 | Transmission and distribution pipelines | Buried transmission pipeline crossing | Floods | Depth (m)
3.25 | F16.2 | Transmission and distribution pipelines | Buried transmission pipeline crossing | Floods | Depth (m)
3.3 | F16.2 | Transmission and distribution pipelines | Buried transmission pipeline crossing | Floods | Depth (m)
3.35 | F16.2 | Transmission and distribution pipelines | Buried transmission pipeline crossing | Floods | Depth (m)
3.4 | F16.2 | Transmission and distribution pipelines | Buried transmission pipeline crossing | Floods | Depth (m)
3.45 | F16.2 | Transmission and distribution pipelines | Buried transmission pipeline crossing | Floods | Depth (m)
3.5 | F16.2 | Transmission and distribution pipelines | Buried transmission pipeline crossing | Floods | Depth (m)
3.55 | F16.2 | Transmission and distribution pipelines | Buried transmission pipeline crossing | Floods | Depth (m)
3.6 | F16.2 | Transmission and distribution pipelines | Buried transmission pipeline crossing | Floods | Depth (m)
3.65 | F16.2 | Transmission and distribution pipelines | Buried transmission pipeline crossing | Floods | Depth (m)
3.7 | F16.2 | Transmission and distribution pipelines | Buried transmission pipeline crossing | Floods | Depth (m)
3.75 | F16.2 | Transmission and distribution pipelines | Buried transmission pipeline crossing | Floods | Depth (m)
3.8 | F16.2 | Transmission and distribution pipelines | Buried transmission pipeline crossing | Floods | Depth (m)
3.85 | F16.2 | Transmission and distribution pipelines | Buried transmission pipeline crossing | Floods | Depth (m)
3.9 | F16.2 | Transmission and distribution pipelines | Buried transmission pipeline crossing | Floods | Depth (m)
3.95 | F16.2 | Transmission and distribution pipelines | Buried transmission pipeline crossing | Floods | Depth (m)
4 | F16.2 | Transmission and distribution pipelines | Buried transmission pipeline crossing | Floods | Depth (m)
4.05 | F16.2 | Transmission and distribution pipelines | Buried transmission pipeline crossing | Floods | Depth (m)
4.1 | F16.2 | Transmission and distribution pipelines | Buried transmission pipeline crossing | Floods | Depth (m)
4.15 | F16.2 | Transmission and distribution pipelines | Buried transmission pipeline crossing | Floods | Depth (m)
4.2 | F16.2 | Transmission and distribution pipelines | Buried transmission pipeline crossing | Floods | Depth (m)
4.25 | F16.2 | Transmission and distribution pipelines | Buried transmission pipeline crossing | Floods | Depth (m)
4.3 | F16.2 | Transmission and distribution pipelines | Buried transmission pipeline crossing | Floods | Depth (m)
4.35 | F16.2 | Transmission and distribution pipelines | Buried transmission pipeline crossing | Floods | Depth (m)
4.4 | F16.2 | Transmission and distribution pipelines | Buried transmission pipeline crossing | Floods | Depth (m)
4.45 | F16.2 | Transmission and distribution pipelines | Buried transmission pipeline crossing | Floods | Depth (m)
4.5 | F16.2 | Transmission and distribution pipelines | Buried transmission pipeline crossing | Floods | Depth (m)
4.55 | F16.2 | Transmission and distribution pipelines | Buried transmission pipeline crossing | Floods | Depth (m)
4.6 | F16.2 | Transmission and distribution pipelines | Buried transmission pipeline crossing | Floods | Depth (m)
4.65 | F16.2 | Transmission and distribution pipelines | Buried transmission pipeline crossing | Floods | Depth (m)
4.7 | F16.2 | Transmission and distribution pipelines | Buried transmission pipeline crossing | Floods | Depth (m)
4.75 | F16.2 | Transmission and distribution pipelines | Buried transmission pipeline crossing | Floods | Depth (m)
4.8 | F16.2 | Transmission and distribution pipelines | Buried transmission pipeline crossing | Floods | Depth (m)
4.85 | F16.2 | Transmission and distribution pipelines | Buried transmission pipeline crossing | Floods | Depth (m)
4.9 | F16.2 | Transmission and distribution pipelines | Buried transmission pipeline crossing | Floods | Depth (m)
4.95 | F16.2 | Transmission and distribution pipelines | Buried transmission pipeline crossing | Floods | Depth (m)
5 | F16.2 | Transmission and distribution pipelines | Buried transmission pipeline crossing | Floods | Depth (m)
5.05 | F16.2 | Transmission and distribution pipelines | Buried transmission pipeline crossing | Floods | Depth (m)
5.1 | F16.2 | Transmission and distribution pipelines | Buried transmission pipeline crossing | Floods | Depth (m)
5.15 | F16.2 | Transmission and distribution pipelines | Buried transmission pipeline crossing | Floods | Depth (m)
5.2 | F16.2 | Transmission and distribution pipelines | Buried transmission pipeline crossing | Floods | Depth (m)
5.25 | F16.2 | Transmission and distribution pipelines | Buried transmission pipeline crossing | Floods | Depth (m)
5.3 | F16.2 | Transmission and distribution pipelines | Buried transmission pipeline crossing | Floods | Depth (m)
5.35 | F16.2 | Transmission and distribution pipelines | Buried transmission pipeline crossing | Floods | Depth (m)
5.4 | F16.2 | Transmission and distribution pipelines | Buried transmission pipeline crossing | Floods | Depth (m)
5.45 | F16.2 | Transmission and distribution pipelines | Buried transmission pipeline crossing | Floods | Depth (m)
5.5 | F16.2 | Transmission and distribution pipelines | Buried transmission pipeline crossing | Floods | Depth (m)
5.55 | F16.2 | Transmission and distribution pipelines | Buried transmission pipeline crossing | Floods | Depth (m)
5.6 | F16.2 | Transmission and distribution pipelines | Buried transmission pipeline crossing | Floods | Depth (m)
5.65 | F16.2 | Transmission and distribution pipelines | Buried transmission pipeline crossing | Floods | Depth (m)
5.7 | F16.2 | Transmission and distribution pipelines | Buried transmission pipeline crossing | Floods | Depth (m)
5.75 | F16.2 | Transmission and distribution pipelines | Buried transmission pipeline crossing | Floods | Depth (m)
5.8 | F16.2 | Transmission and distribution pipelines | Buried transmission pipeline crossing | Floods | Depth (m)
5.85 | F16.2 | Transmission and distribution pipelines | Buried transmission pipeline crossing | Floods | Depth (m)
5.9 | F16.2 | Transmission and distribution pipelines | Buried transmission pipeline crossing | Floods | Depth (m)
5.95 | F16.2 | Transmission and distribution pipelines | Buried transmission pipeline crossing | Floods | Depth (m)
6 | F16.2 | Transmission and distribution pipelines | Buried transmission pipeline crossing | Floods | Depth (m)
6.05 | F16.2 | Transmission and distribution pipelines | Buried transmission pipeline crossing | Floods | Depth (m)
6.1 | F16.2 | Transmission and distribution pipelines | Buried transmission pipeline crossing | Floods | Depth (m)
6.15 | F16.2 | Transmission and distribution pipelines | Buried transmission pipeline crossing | Floods | Depth (m)
6.2 | F16.2 | Transmission and distribution pipelines | Buried transmission pipeline crossing | Floods | Depth (m)
6.25 | F16.2 | Transmission and distribution pipelines | Buried transmission pipeline crossing | Floods | Depth (m)
6.3 | F16.2 | Transmission and distribution pipelines | Buried transmission pipeline crossing | Floods | Depth (m)
6.35 | F16.2 | Transmission and distribution pipelines | Buried transmission pipeline crossing | Floods | Depth (m)
6.4 | F16.2 | Transmission and distribution pipelines | Buried transmission pipeline crossing | Floods | Depth (m)
6.45 | F16.2 | Transmission and distribution pipelines | Buried transmission pipeline crossing | Floods | Depth (m)
6.5 | F16.2 | Transmission and distribution pipelines | Buried transmission pipeline crossing | Floods | Depth (m)
0 | F16.3 | Transmission and distribution pipelines | Pipelines (non-crossing) | Floods | Depth (m) | 0
0.05 | F16.3 | Transmission and distribution pipelines | Pipelines (non-crossing) | Floods | Depth (m) | 0
0.1 | F16.3 | Transmission and distribution pipelines | Pipelines (non-crossing) | Floods | Depth (m) | 0
0.15 | F16.3 | Transmission and distribution pipelines | Pipelines (non-crossing) | Floods | Depth (m) | 0
0.2 | F16.3 | Transmission and distribution pipelines | Pipelines (non-crossing) | Floods | Depth (m) | 0
0.25 | F16.3 | Transmission and distribution pipelines | Pipelines (non-crossing) | Floods | Depth (m) | 0
0.3 | F16.3 | Transmission and distribution pipelines | Pipelines (non-crossing) | Floods | Depth (m) | 0
0.35 | F16.3 | Transmission and distribution pipelines | Pipelines (non-crossing) | Floods | Depth (m) | 0
0.4 | F16.3 | Transmission and distribution pipelines | Pipelines (non-crossing) | Floods | Depth (m) | 0
0.45 | F16.3 | Transmission and distribution pipelines | Pipelines (non-crossing) | Floods | Depth (m) | 0
0.5 | F16.3 | Transmission and distribution pipelines | Pipelines (non-crossing) | Floods | Depth (m) | 0
0.55 | F16.3 | Transmission and distribution pipelines | Pipelines (non-crossing) | Floods | Depth (m) | 0
0.6 | F16.3 | Transmission and distribution pipelines | Pipelines (non-crossing) | Floods | Depth (m) | 0
0.65 | F16.3 | Transmission and distribution pipelines | Pipelines (non-crossing) | Floods | Depth (m) | 0
0.7 | F16.3 | Transmission and distribution pipelines | Pipelines (non-crossing) | Floods | Depth (m) | 0
0.75 | F16.3 | Transmission and distribution pipelines | Pipelines (non-crossing) | Floods | Depth (m) | 0
0.8 | F16.3 | Transmission and distribution pipelines | Pipelines (non-crossing) | Floods | Depth (m) | 0
0.85 | F16.3 | Transmission and distribution pipelines | Pipelines (non-crossing) | Floods | Depth (m) | 0
0.9 | F16.3 | Transmission and distribution pipelines | Pipelines (non-crossing) | Floods | Depth (m) | 0
0.95 | F16.3 | Transmission and distribution pipelines | Pipelines (non-crossing) | Floods | Depth (m) | 0
1 | F16.3 | Transmission and distribution pipelines | Pipelines (non-crossing) | Floods | Depth (m) | 0
1.05 | F16.3 | Transmission and distribution pipelines | Pipelines (non-crossing) | Floods | Depth (m) | 0
1.1 | F16.3 | Transmission and distribution pipelines | Pipelines (non-crossing) | Floods | Depth (m) | 0
1.15 | F16.3 | Transmission and distribution pipelines | Pipelines (non-crossing) | Floods | Depth (m) | 0
1.2 | F16.3 | Transmission and distribution pipelines | Pipelines (non-crossing) | Floods | Depth (m) | 0
1.25 | F16.3 | Transmission and distribution pipelines | Pipelines (non-crossing) | Floods | Depth (m) | 0
1.3 | F16.3 | Transmission and distribution pipelines | Pipelines (non-crossing) | Floods | Depth (m) | 0
1.35 | F16.3 | Transmission and distribution pipelines | Pipelines (non-crossing) | Floods | Depth (m) | 0
1.4 | F16.3 | Transmission and distribution pipelines | Pipelines (non-crossing) | Floods | Depth (m) | 0
1.45 | F16.3 | Transmission and distribution pipelines | Pipelines (non-crossing) | Floods | Depth (m) | 0
1.5 | F16.3 | Transmission and distribution pipelines | Pipelines (non-crossing) | Floods | Depth (m) | 0
1.55 | F16.3 | Transmission and distribution pipelines | Pipelines (non-crossing) | Floods | Depth (m) | 0
1.6 | F16.3 | Transmission and distribution pipelines | Pipelines (non-crossing) | Floods | Depth (m) | 0
1.65 | F16.3 | Transmission and distribution pipelines | Pipelines (non-crossing) | Floods | Depth (m) | 0
1.7 | F16.3 | Transmission and distribution pipelines | Pipelines (non-crossing) | Floods | Depth (m) | 0
1.75 | F16.3 | Transmission and distribution pipelines | Pipelines (non-crossing) | Floods | Depth (m) | 0
1.8 | F16.3 | Transmission and distribution pipelines | Pipelines (non-crossing) | Floods | Depth (m) | 0
1.85 | F16.3 | Transmission and distribution pipelines | Pipelines (non-crossing) | Floods | Depth (m) | 0
1.9 | F16.3 | Transmission and distribution pipelines | Pipelines (non-crossing) | Floods | Depth (m) | 0
1.95 | F16.3 | Transmission and distribution pipelines | Pipelines (non-crossing) | Floods | Depth (m) | 0
2 | F16.3 | Transmission and distribution pipelines | Pipelines (non-crossing) | Floods | Depth (m) | 0
2.05 | F16.3 | Transmission and distribution pipelines | Pipelines (non-crossing) | Floods | Depth (m) | 0
2.1 | F16.3 | Transmission and distribution pipelines | Pipelines (non-crossing) | Floods | Depth (m) | 0
2.15 | F16.3 | Transmission and distribution pipelines | Pipelines (non-crossing) | Floods | Depth (m) | 0
2.2 | F16.3 | Transmission and distribution pipelines | Pipelines (non-crossing) | Floods | Depth (m) | 0
2.25 | F16.3 | Transmission and distribution pipelines | Pipelines (non-crossing) | Floods | Depth (m) | 0
2.3 | F16.3 | Transmission and distribution pipelines | Pipelines (non-crossing) | Floods | Depth (m) | 0
2.35 | F16.3 | Transmission and distribution pipelines | Pipelines (non-crossing) | Floods | Depth (m) | 0
2.4 | F16.3 | Transmission and distribution pipelines | Pipelines (non-crossing) | Floods | Depth (m) | 0
2.45 | F16.3 | Transmission and distribution pipelines | Pipelines (non-crossing) | Floods | Depth (m) | 0
2.5 | F16.3 | Transmission and distribution pipelines | Pipelines (non-crossing) | Floods | Depth (m) | 0
2.55 | F16.3 | Transmission and distribution pipelines | Pipelines (non-crossing) | Floods | Depth (m) | 0
2.6 | F16.3 | Transmission and distribution pipelines | Pipelines (non-crossing) | Floods | Depth (m) | 0
2.65 | F16.3 | Transmission and distribution pipelines | Pipelines (non-crossing) | Floods | Depth (m) | 0
2.7 | F16.3 | Transmission and distribution pipelines | Pipelines (non-crossing) | Floods | Depth (m) | 0
2.75 | F16.3 | Transmission and distribution pipelines | Pipelines (non-crossing) | Floods | Depth (m) | 0
2.8 | F16.3 | Transmission and distribution pipelines | Pipelines (non-crossing) | Floods | Depth (m) | 0
2.85 | F16.3 | Transmission and distribution pipelines | Pipelines (non-crossing) | Floods | Depth (m) | 0
2.9 | F16.3 | Transmission and distribution pipelines | Pipelines (non-crossing) | Floods | Depth (m) | 0
2.95 | F16.3 | Transmission and distribution pipelines | Pipelines (non-crossing) | Floods | Depth (m) | 0
3 | F16.3 | Transmission and distribution pipelines | Pipelines (non-crossing) | Floods | Depth (m) | 0
3.05 | F16.3 | Transmission and distribution pipelines | Pipelines (non-crossing) | Floods | Depth (m) | 0
3.1 | F16.3 | Transmission and distribution pipelines | Pipelines (non-crossing) | Floods | Depth (m)
3.15 | F16.3 | Transmission and distribution pipelines | Pipelines (non-crossing) | Floods | Depth (m)
3.2 | F16.3 | Transmission and distribution pipelines | Pipelines (non-crossing) | Floods | Depth (m)
3.25 | F16.3 | Transmission and distribution pipelines | Pipelines (non-crossing) | Floods | Depth (m)
3.3 | F16.3 | Transmission and distribution pipelines | Pipelines (non-crossing) | Floods | Depth (m)
3.35 | F16.3 | Transmission and distribution pipelines | Pipelines (non-crossing) | Floods | Depth (m)
3.4 | F16.3 | Transmission and distribution pipelines | Pipelines (non-crossing) | Floods | Depth (m)
3.45 | F16.3 | Transmission and distribution pipelines | Pipelines (non-crossing) | Floods | Depth (m)
3.5 | F16.3 | Transmission and distribution pipelines | Pipelines (non-crossing) | Floods | Depth (m)
3.55 | F16.3 | Transmission and distribution pipelines | Pipelines (non-crossing) | Floods | Depth (m)
3.6 | F16.3 | Transmission and distribution pipelines | Pipelines (non-crossing) | Floods | Depth (m)
3.65 | F16.3 | Transmission and distribution pipelines | Pipelines (non-crossing) | Floods | Depth (m)
3.7 | F16.3 | Transmission and distribution pipelines | Pipelines (non-crossing) | Floods | Depth (m)
3.75 | F16.3 | Transmission and distribution pipelines | Pipelines (non-crossing) | Floods | Depth (m)
3.8 | F16.3 | Transmission and distribution pipelines | Pipelines (non-crossing) | Floods | Depth (m)
3.85 | F16.3 | Transmission and distribution pipelines | Pipelines (non-crossing) | Floods | Depth (m)
3.9 | F16.3 | Transmission and distribution pipelines | Pipelines (non-crossing) | Floods | Depth (m)
3.95 | F16.3 | Transmission and distribution pipelines | Pipelines (non-crossing) | Floods | Depth (m)
4 | F16.3 | Transmission and distribution pipelines | Pipelines (non-crossing) | Floods | Depth (m)
4.05 | F16.3 | Transmission and distribution pipelines | Pipelines (non-crossing) | Floods | Depth (m)
4.1 | F16.3 | Transmission and distribution pipelines | Pipelines (non-crossing) | Floods | Depth (m)
4.15 | F16.3 | Transmission and distribution pipelines | Pipelines (non-crossing) | Floods | Depth (m)
4.2 | F16.3 | Transmission and distribution pipelines | Pipelines (non-crossing) | Floods | Depth (m)
4.25 | F16.3 | Transmission and distribution pipelines | Pipelines (non-crossing) | Floods | Depth (m)
4.3 | F16.3 | Transmission and distribution pipelines | Pipelines (non-crossing) | Floods | Depth (m)
4.35 | F16.3 | Transmission and distribution pipelines | Pipelines (non-crossing) | Floods | Depth (m)
4.4 | F16.3 | Transmission and distribution pipelines | Pipelines (non-crossing) | Floods | Depth (m)
4.45 | F16.3 | Transmission and distribution pipelines | Pipelines (non-crossing) | Floods | Depth (m)
4.5 | F16.3 | Transmission and distribution pipelines | Pipelines (non-crossing) | Floods | Depth (m)
4.55 | F16.3 | Transmission and distribution pipelines | Pipelines (non-crossing) | Floods | Depth (m)
4.6 | F16.3 | Transmission and distribution pipelines | Pipelines (non-crossing) | Floods | Depth (m)
4.65 | F16.3 | Transmission and distribution pipelines | Pipelines (non-crossing) | Floods | Depth (m)
4.7 | F16.3 | Transmission and distribution pipelines | Pipelines (non-crossing) | Floods | Depth (m)
4.75 | F16.3 | Transmission and distribution pipelines | Pipelines (non-crossing) | Floods | Depth (m)
4.8 | F16.3 | Transmission and distribution pipelines | Pipelines (non-crossing) | Floods | Depth (m)
4.85 | F16.3 | Transmission and distribution pipelines | Pipelines (non-crossing) | Floods | Depth (m)
4.9 | F16.3 | Transmission and distribution pipelines | Pipelines (non-crossing) | Floods | Depth (m)
4.95 | F16.3 | Transmission and distribution pipelines | Pipelines (non-crossing) | Floods | Depth (m)
5 | F16.3 | Transmission and distribution pipelines | Pipelines (non-crossing) | Floods | Depth (m)
5.05 | F16.3 | Transmission and distribution pipelines | Pipelines (non-crossing) | Floods | Depth (m)
5.1 | F16.3 | Transmission and distribution pipelines | Pipelines (non-crossing) | Floods | Depth (m)
5.15 | F16.3 | Transmission and distribution pipelines | Pipelines (non-crossing) | Floods | Depth (m)
5.2 | F16.3 | Transmission and distribution pipelines | Pipelines (non-crossing) | Floods | Depth (m)
5.25 | F16.3 | Transmission and distribution pipelines | Pipelines (non-crossing) | Floods | Depth (m)
5.3 | F16.3 | Transmission and distribution pipelines | Pipelines (non-crossing) | Floods | Depth (m)
5.35 | F16.3 | Transmission and distribution pipelines | Pipelines (non-crossing) | Floods | Depth (m)
5.4 | F16.3 | Transmission and distribution pipelines | Pipelines (non-crossing) | Floods | Depth (m)
5.45 | F16.3 | Transmission and distribution pipelines | Pipelines (non-crossing) | Floods | Depth (m)
5.5 | F16.3 | Transmission and distribution pipelines | Pipelines (non-crossing) | Floods | Depth (m)
5.55 | F16.3 | Transmission and distribution pipelines | Pipelines (non-crossing) | Floods | Depth (m)
5.6 | F16.3 | Transmission and distribution pipelines | Pipelines (non-crossing) | Floods | Depth (m)
5.65 | F16.3 | Transmission and distribution pipelines | Pipelines (non-crossing) | Floods | Depth (m)
5.7 | F16.3 | Transmission and distribution pipelines | Pipelines (non-crossing) | Floods | Depth (m)
5.75 | F16.3 | Transmission and distribution pipelines | Pipelines (non-crossing) | Floods | Depth (m)
5.8 | F16.3 | Transmission and distribution pipelines | Pipelines (non-crossing) | Floods | Depth (m)
5.85 | F16.3 | Transmission and distribution pipelines | Pipelines (non-crossing) | Floods | Depth (m)
5.9 | F16.3 | Transmission and distribution pipelines | Pipelines (non-crossing) | Floods | Depth (m)
5.95 | F16.3 | Transmission and distribution pipelines | Pipelines (non-crossing) | Floods | Depth (m)
6 | F16.3 | Transmission and distribution pipelines | Pipelines (non-crossing) | Floods | Depth (m)
6.05 | F16.3 | Transmission and distribution pipelines | Pipelines (non-crossing) | Floods | Depth (m)
6.1 | F16.3 | Transmission and distribution pipelines | Pipelines (non-crossing) | Floods | Depth (m)
6.15 | F16.3 | Transmission and distribution pipelines | Pipelines (non-crossing) | Floods | Depth (m)
6.2 | F16.3 | Transmission and distribution pipelines | Pipelines (non-crossing) | Floods | Depth (m)
6.25 | F16.3 | Transmission and distribution pipelines | Pipelines (non-crossing) | Floods | Depth (m)
6.3 | F16.3 | Transmission and distribution pipelines | Pipelines (non-crossing) | Floods | Depth (m)
6.35 | F16.3 | Transmission and distribution pipelines | Pipelines (non-crossing) | Floods | Depth (m)
6.4 | F16.3 | Transmission and distribution pipelines | Pipelines (non-crossing) | Floods | Depth (m)
6.45 | F16.3 | Transmission and distribution pipelines | Pipelines (non-crossing) | Floods | Depth (m)
6.5 | F16.3 | Transmission and distribution pipelines | Pipelines (non-crossing) | Floods | Depth (m)
0 | F19.1 | Transmission and distribution pipelines | Sewers & Interceptors: Exposed collector river crossings | Floods | Depth (m) | 0
0.05 | F19.1 | Transmission and distribution pipelines | Sewers & Interceptors: Exposed collector river crossings | Floods | Depth (m) | 0
0.1 | F19.1 | Transmission and distribution pipelines | Sewers & Interceptors: Exposed collector river crossings | Floods | Depth (m) | 0
0.15 | F19.1 | Transmission and distribution pipelines | Sewers & Interceptors: Exposed collector river crossings | Floods | Depth (m) | 0
0.2 | F19.1 | Transmission and distribution pipelines | Sewers & Interceptors: Exposed collector river crossings | Floods | Depth (m) | 0
0.25 | F19.1 | Transmission and distribution pipelines | Sewers & Interceptors: Exposed collector river crossings | Floods | Depth (m) | 0
0.3 | F19.1 | Transmission and distribution pipelines | Sewers & Interceptors: Exposed collector river crossings | Floods | Depth (m) | 0
0.35 | F19.1 | Transmission and distribution pipelines | Sewers & Interceptors: Exposed collector river crossings | Floods | Depth (m) | 0
0.4 | F19.1 | Transmission and distribution pipelines | Sewers & Interceptors: Exposed collector river crossings | Floods | Depth (m) | 0
0.45 | F19.1 | Transmission and distribution pipelines | Sewers & Interceptors: Exposed collector river crossings | Floods | Depth (m) | 0
0.5 | F19.1 | Transmission and distribution pipelines | Sewers & Interceptors: Exposed collector river crossings | Floods | Depth (m) | 0
0.55 | F19.1 | Transmission and distribution pipelines | Sewers & Interceptors: Exposed collector river crossings | Floods | Depth (m) | 0
0.6 | F19.1 | Transmission and distribution pipelines | Sewers & Interceptors: Exposed collector river crossings | Floods | Depth (m) | 0
0.65 | F19.1 | Transmission and distribution pipelines | Sewers & Interceptors: Exposed collector river crossings | Floods | Depth (m) | 0
0.7 | F19.1 | Transmission and distribution pipelines | Sewers & Interceptors: Exposed collector river crossings | Floods | Depth (m) | 0
0.75 | F19.1 | Transmission and distribution pipelines | Sewers & Interceptors: Exposed collector river crossings | Floods | Depth (m) | 0
0.8 | F19.1 | Transmission and distribution pipelines | Sewers & Interceptors: Exposed collector river crossings | Floods | Depth (m) | 0
0.85 | F19.1 | Transmission and distribution pipelines | Sewers & Interceptors: Exposed collector river crossings | Floods | Depth (m) | 0
0.9 | F19.1 | Transmission and distribution pipelines | Sewers & Interceptors: Exposed collector river crossings | Floods | Depth (m) | 0
0.95 | F19.1 | Transmission and distribution pipelines | Sewers & Interceptors: Exposed collector river crossings | Floods | Depth (m) | 0
1 | F19.1 | Transmission and distribution pipelines | Sewers & Interceptors: Exposed collector river crossings | Floods | Depth (m) | 0
1.05 | F19.1 | Transmission and distribution pipelines | Sewers & Interceptors: Exposed collector river crossings | Floods | Depth (m) | 0
1.1 | F19.1 | Transmission and distribution pipelines | Sewers & Interceptors: Exposed collector river crossings | Floods | Depth (m) | 0
1.15 | F19.1 | Transmission and distribution pipelines | Sewers & Interceptors: Exposed collector river crossings | Floods | Depth (m) | 0
1.2 | F19.1 | Transmission and distribution pipelines | Sewers & Interceptors: Exposed collector river crossings | Floods | Depth (m) | 0
1.25 | F19.1 | Transmission and distribution pipelines | Sewers & Interceptors: Exposed collector river crossings | Floods | Depth (m) | 0
1.3 | F19.1 | Transmission and distribution pipelines | Sewers & Interceptors: Exposed collector river crossings | Floods | Depth (m) | 0
1.35 | F19.1 | Transmission and distribution pipelines | Sewers & Interceptors: Exposed collector river crossings | Floods | Depth (m) | 0
1.4 | F19.1 | Transmission and distribution pipelines | Sewers & Interceptors: Exposed collector river crossings | Floods | Depth (m) | 0
1.45 | F19.1 | Transmission and distribution pipelines | Sewers & Interceptors: Exposed collector river crossings | Floods | Depth (m) | 0
1.5 | F19.1 | Transmission and distribution pipelines | Sewers & Interceptors: Exposed collector river crossings | Floods | Depth (m) | 0
1.55 | F19.1 | Transmission and distribution pipelines | Sewers & Interceptors: Exposed collector river crossings | Floods | Depth (m) | 0
1.6 | F19.1 | Transmission and distribution pipelines | Sewers & Interceptors: Exposed collector river crossings | Floods | Depth (m) | 0
1.65 | F19.1 | Transmission and distribution pipelines | Sewers & Interceptors: Exposed collector river crossings | Floods | Depth (m) | 0
1.7 | F19.1 | Transmission and distribution pipelines | Sewers & Interceptors: Exposed collector river crossings | Floods | Depth (m) | 0
1.75 | F19.1 | Transmission and distribution pipelines | Sewers & Interceptors: Exposed collector river crossings | Floods | Depth (m) | 0
1.8 | F19.1 | Transmission and distribution pipelines | Sewers & Interceptors: Exposed collector river crossings | Floods | Depth (m) | 0
1.85 | F19.1 | Transmission and distribution pipelines | Sewers & Interceptors: Exposed collector river crossings | Floods | Depth (m) | 0
1.9 | F19.1 | Transmission and distribution pipelines | Sewers & Interceptors: Exposed collector river crossings | Floods | Depth (m) | 0
1.95 | F19.1 | Transmission and distribution pipelines | Sewers & Interceptors: Exposed collector river crossings | Floods | Depth (m) | 0
2 | F19.1 | Transmission and distribution pipelines | Sewers & Interceptors: Exposed collector river crossings | Floods | Depth (m) | 0
2.05 | F19.1 | Transmission and distribution pipelines | Sewers & Interceptors: Exposed collector river crossings | Floods | Depth (m) | 0
2.1 | F19.1 | Transmission and distribution pipelines | Sewers & Interceptors: Exposed collector river crossings | Floods | Depth (m) | 0
2.15 | F19.1 | Transmission and distribution pipelines | Sewers & Interceptors: Exposed collector river crossings | Floods | Depth (m) | 0
2.2 | F19.1 | Transmission and distribution pipelines | Sewers & Interceptors: Exposed collector river crossings | Floods | Depth (m) | 0
2.25 | F19.1 | Transmission and distribution pipelines | Sewers & Interceptors: Exposed collector river crossings | Floods | Depth (m) | 0
2.3 | F19.1 | Transmission and distribution pipelines | Sewers & Interceptors: Exposed collector river crossings | Floods | Depth (m) | 0
2.35 | F19.1 | Transmission and distribution pipelines | Sewers & Interceptors: Exposed collector river crossings | Floods | Depth (m) | 0
2.4 | F19.1 | Transmission and distribution pipelines | Sewers & Interceptors: Exposed collector river crossings | Floods | Depth (m) | 0
2.45 | F19.1 | Transmission and distribution pipelines | Sewers & Interceptors: Exposed collector river crossings | Floods | Depth (m) | 0
2.5 | F19.1 | Transmission and distribution pipelines | Sewers & Interceptors: Exposed collector river crossings | Floods | Depth (m) | 0
2.55 | F19.1 | Transmission and distribution pipelines | Sewers & Interceptors: Exposed collector river crossings | Floods | Depth (m) | 0
2.6 | F19.1 | Transmission and distribution pipelines | Sewers & Interceptors: Exposed collector river crossings | Floods | Depth (m) | 0
2.65 | F19.1 | Transmission and distribution pipelines | Sewers & Interceptors: Exposed collector river crossings | Floods | Depth (m) | 0
2.7 | F19.1 | Transmission and distribution pipelines | Sewers & Interceptors: Exposed collector river crossings | Floods | Depth (m) | 0
2.75 | F19.1 | Transmission and distribution pipelines | Sewers & Interceptors: Exposed collector river crossings | Floods | Depth (m) | 0
2.8 | F19.1 | Transmission and distribution pipelines | Sewers & Interceptors: Exposed collector river crossings | Floods | Depth (m) | 0
2.85 | F19.1 | Transmission and distribution pipelines | Sewers & Interceptors: Exposed collector river crossings | Floods | Depth (m) | 0
2.9 | F19.1 | Transmission and distribution pipelines | Sewers & Interceptors: Exposed collector river crossings | Floods | Depth (m) | 0
2.95 | F19.1 | Transmission and distribution pipelines | Sewers & Interceptors: Exposed collector river crossings | Floods | Depth (m) | 0
3 | F19.1 | Transmission and distribution pipelines | Sewers & Interceptors: Exposed collector river crossings | Floods | Depth (m) | 0
3.05 | F19.1 | Transmission and distribution pipelines | Sewers & Interceptors: Exposed collector river crossings | Floods | Depth (m) | 0
3.1 | F19.1 | Transmission and distribution pipelines | Sewers & Interceptors: Exposed collector river crossings | Floods | Depth (m)
3.15 | F19.1 | Transmission and distribution pipelines | Sewers & Interceptors: Exposed collector river crossings | Floods | Depth (m)
3.2 | F19.1 | Transmission and distribution pipelines | Sewers & Interceptors: Exposed collector river crossings | Floods | Depth (m)
3.25 | F19.1 | Transmission and distribution pipelines | Sewers & Interceptors: Exposed collector river crossings | Floods | Depth (m)
3.3 | F19.1 | Transmission and distribution pipelines | Sewers & Interceptors: Exposed collector river crossings | Floods | Depth (m)
3.35 | F19.1 | Transmission and distribution pipelines | Sewers & Interceptors: Exposed collector river crossings | Floods | Depth (m)
3.4 | F19.1 | Transmission and distribution pipelines | Sewers & Interceptors: Exposed collector river crossings | Floods | Depth (m)
3.45 | F19.1 | Transmission and distribution pipelines | Sewers & Interceptors: Exposed collector river crossings | Floods | Depth (m)
3.5 | F19.1 | Transmission and distribution pipelines | Sewers & Interceptors: Exposed collector river crossings | Floods | Depth (m)
3.55 | F19.1 | Transmission and distribution pipelines | Sewers & Interceptors: Exposed collector river crossings | Floods | Depth (m)
3.6 | F19.1 | Transmission and distribution pipelines | Sewers & Interceptors: Exposed collector river crossings | Floods | Depth (m)
3.65 | F19.1 | Transmission and distribution pipelines | Sewers & Interceptors: Exposed collector river crossings | Floods | Depth (m)
3.7 | F19.1 | Transmission and distribution pipelines | Sewers & Interceptors: Exposed collector river crossings | Floods | Depth (m)
3.75 | F19.1 | Transmission and distribution pipelines | Sewers & Interceptors: Exposed collector river crossings | Floods | Depth (m)
3.8 | F19.1 | Transmission and distribution pipelines | Sewers & Interceptors: Exposed collector river crossings | Floods | Depth (m)
3.85 | F19.1 | Transmission and distribution pipelines | Sewers & Interceptors: Exposed collector river crossings | Floods | Depth (m)
3.9 | F19.1 | Transmission and distribution pipelines | Sewers & Interceptors: Exposed collector river crossings | Floods | Depth (m)
3.95 | F19.1 | Transmission and distribution pipelines | Sewers & Interceptors: Exposed collector river crossings | Floods | Depth (m)
4 | F19.1 | Transmission and distribution pipelines | Sewers & Interceptors: Exposed collector river crossings | Floods | Depth (m)
4.05 | F19.1 | Transmission and distribution pipelines | Sewers & Interceptors: Exposed collector river crossings | Floods | Depth (m)
4.1 | F19.1 | Transmission and distribution pipelines | Sewers & Interceptors: Exposed collector river crossings | Floods | Depth (m)
4.15 | F19.1 | Transmission and distribution pipelines | Sewers & Interceptors: Exposed collector river crossings | Floods | Depth (m)
4.2 | F19.1 | Transmission and distribution pipelines | Sewers & Interceptors: Exposed collector river crossings | Floods | Depth (m)
4.25 | F19.1 | Transmission and distribution pipelines | Sewers & Interceptors: Exposed collector river crossings | Floods | Depth (m)
4.3 | F19.1 | Transmission and distribution pipelines | Sewers & Interceptors: Exposed collector river crossings | Floods | Depth (m)
4.35 | F19.1 | Transmission and distribution pipelines | Sewers & Interceptors: Exposed collector river crossings | Floods | Depth (m)
4.4 | F19.1 | Transmission and distribution pipelines | Sewers & Interceptors: Exposed collector river crossings | Floods | Depth (m)
4.45 | F19.1 | Transmission and distribution pipelines | Sewers & Interceptors: Exposed collector river crossings | Floods | Depth (m)
4.5 | F19.1 | Transmission and distribution pipelines | Sewers & Interceptors: Exposed collector river crossings | Floods | Depth (m)
4.55 | F19.1 | Transmission and distribution pipelines | Sewers & Interceptors: Exposed collector river crossings | Floods | Depth (m)
4.6 | F19.1 | Transmission and distribution pipelines | Sewers & Interceptors: Exposed collector river crossings | Floods | Depth (m)
4.65 | F19.1 | Transmission and distribution pipelines | Sewers & Interceptors: Exposed collector river crossings | Floods | Depth (m)
4.7 | F19.1 | Transmission and distribution pipelines | Sewers & Interceptors: Exposed collector river crossings | Floods | Depth (m)
4.75 | F19.1 | Transmission and distribution pipelines | Sewers & Interceptors: Exposed collector river crossings | Floods | Depth (m)
4.8 | F19.1 | Transmission and distribution pipelines | Sewers & Interceptors: Exposed collector river crossings | Floods | Depth (m)
4.85 | F19.1 | Transmission and distribution pipelines | Sewers & Interceptors: Exposed collector river crossings | Floods | Depth (m)
4.9 | F19.1 | Transmission and distribution pipelines | Sewers & Interceptors: Exposed collector river crossings | Floods | Depth (m)
4.95 | F19.1 | Transmission and distribution pipelines | Sewers & Interceptors: Exposed collector river crossings | Floods | Depth (m)
5 | F19.1 | Transmission and distribution pipelines | Sewers & Interceptors: Exposed collector river crossings | Floods | Depth (m)
5.05 | F19.1 | Transmission and distribution pipelines | Sewers & Interceptors: Exposed collector river crossings | Floods | Depth (m)
5.1 | F19.1 | Transmission and distribution pipelines | Sewers & Interceptors: Exposed collector river crossings | Floods | Depth (m)
5.15 | F19.1 | Transmission and distribution pipelines | Sewers & Interceptors: Exposed collector river crossings | Floods | Depth (m)
5.2 | F19.1 | Transmission and distribution pipelines | Sewers & Interceptors: Exposed collector river crossings | Floods | Depth (m)
5.25 | F19.1 | Transmission and distribution pipelines | Sewers & Interceptors: Exposed collector river crossings | Floods | Depth (m)
5.3 | F19.1 | Transmission and distribution pipelines | Sewers & Interceptors: Exposed collector river crossings | Floods | Depth (m)
5.35 | F19.1 | Transmission and distribution pipelines | Sewers & Interceptors: Exposed collector river crossings | Floods | Depth (m)
5.4 | F19.1 | Transmission and distribution pipelines | Sewers & Interceptors: Exposed collector river crossings | Floods | Depth (m)
5.45 | F19.1 | Transmission and distribution pipelines | Sewers & Interceptors: Exposed collector river crossings | Floods | Depth (m)
5.5 | F19.1 | Transmission and distribution pipelines | Sewers & Interceptors: Exposed collector river crossings | Floods | Depth (m)
5.55 | F19.1 | Transmission and distribution pipelines | Sewers & Interceptors: Exposed collector river crossings | Floods | Depth (m)
5.6 | F19.1 | Transmission and distribution pipelines | Sewers & Interceptors: Exposed collector river crossings | Floods | Depth (m)
5.65 | F19.1 | Transmission and distribution pipelines | Sewers & Interceptors: Exposed collector river crossings | Floods | Depth (m)
5.7 | F19.1 | Transmission and distribution pipelines | Sewers & Interceptors: Exposed collector river crossings | Floods | Depth (m)
5.75 | F19.1 | Transmission and distribution pipelines | Sewers & Interceptors: Exposed collector river crossings | Floods | Depth (m)
5.8 | F19.1 | Transmission and distribution pipelines | Sewers & Interceptors: Exposed collector river crossings | Floods | Depth (m)
5.85 | F19.1 | Transmission and distribution pipelines | Sewers & Interceptors: Exposed collector river crossings | Floods | Depth (m)
5.9 | F19.1 | Transmission and distribution pipelines | Sewers & Interceptors: Exposed collector river crossings | Floods | Depth (m)
5.95 | F19.1 | Transmission and distribution pipelines | Sewers & Interceptors: Exposed collector river crossings | Floods | Depth (m)
6 | F19.1 | Transmission and distribution pipelines | Sewers & Interceptors: Exposed collector river crossings | Floods | Depth (m)
6.05 | F19.1 | Transmission and distribution pipelines | Sewers & Interceptors: Exposed collector river crossings | Floods | Depth (m)
6.1 | F19.1 | Transmission and distribution pipelines | Sewers & Interceptors: Exposed collector river crossings | Floods | Depth (m)
6.15 | F19.1 | Transmission and distribution pipelines | Sewers & Interceptors: Exposed collector river crossings | Floods | Depth (m)
6.2 | F19.1 | Transmission and distribution pipelines | Sewers & Interceptors: Exposed collector river crossings | Floods | Depth (m)
6.25 | F19.1 | Transmission and distribution pipelines | Sewers & Interceptors: Exposed collector river crossings | Floods | Depth (m)
6.3 | F19.1 | Transmission and distribution pipelines | Sewers & Interceptors: Exposed collector river crossings | Floods | Depth (m)
6.35 | F19.1 | Transmission and distribution pipelines | Sewers & Interceptors: Exposed collector river crossings | Floods | Depth (m)
6.4 | F19.1 | Transmission and distribution pipelines | Sewers & Interceptors: Exposed collector river crossings | Floods | Depth (m)
6.45 | F19.1 | Transmission and distribution pipelines | Sewers & Interceptors: Exposed collector river crossings | Floods | Depth (m)
6.5 | F19.1 | Transmission and distribution pipelines | Sewers & Interceptors: Exposed collector river crossings | Floods | Depth (m)
0 | F19.2 | Transmission and distribution pipelines | Sewers & Interceptors: Buried collector river crossings | Floods | Depth (m) | 0
0.05 | F19.2 | Transmission and distribution pipelines | Sewers & Interceptors: Buried collector river crossings | Floods | Depth (m) | 0
0.1 | F19.2 | Transmission and distribution pipelines | Sewers & Interceptors: Buried collector river crossings | Floods | Depth (m) | 0
0.15 | F19.2 | Transmission and distribution pipelines | Sewers & Interceptors: Buried collector river crossings | Floods | Depth (m) | 0
0.2 | F19.2 | Transmission and distribution pipelines | Sewers & Interceptors: Buried collector river crossings | Floods | Depth (m) | 0
0.25 | F19.2 | Transmission and distribution pipelines | Sewers & Interceptors: Buried collector river crossings | Floods | Depth (m) | 0
0.3 | F19.2 | Transmission and distribution pipelines | Sewers & Interceptors: Buried collector river crossings | Floods | Depth (m) | 0
0.35 | F19.2 | Transmission and distribution pipelines | Sewers & Interceptors: Buried collector river crossings | Floods | Depth (m) | 0
0.4 | F19.2 | Transmission and distribution pipelines | Sewers & Interceptors: Buried collector river crossings | Floods | Depth (m) | 0
0.45 | F19.2 | Transmission and distribution pipelines | Sewers & Interceptors: Buried collector river crossings | Floods | Depth (m) | 0
0.5 | F19.2 | Transmission and distribution pipelines | Sewers & Interceptors: Buried collector river crossings | Floods | Depth (m) | 0
0.55 | F19.2 | Transmission and distribution pipelines | Sewers & Interceptors: Buried collector river crossings | Floods | Depth (m) | 0
0.6 | F19.2 | Transmission and distribution pipelines | Sewers & Interceptors: Buried collector river crossings | Floods | Depth (m) | 0
0.65 | F19.2 | Transmission and distribution pipelines | Sewers & Interceptors: Buried collector river crossings | Floods | Depth (m) | 0
0.7 | F19.2 | Transmission and distribution pipelines | Sewers & Interceptors: Buried collector river crossings | Floods | Depth (m) | 0
0.75 | F19.2 | Transmission and distribution pipelines | Sewers & Interceptors: Buried collector river crossings | Floods | Depth (m) | 0
0.8 | F19.2 | Transmission and distribution pipelines | Sewers & Interceptors: Buried collector river crossings | Floods | Depth (m) | 0
0.85 | F19.2 | Transmission and distribution pipelines | Sewers & Interceptors: Buried collector river crossings | Floods | Depth (m) | 0
0.9 | F19.2 | Transmission and distribution pipelines | Sewers & Interceptors: Buried collector river crossings | Floods | Depth (m) | 0
0.95 | F19.2 | Transmission and distribution pipelines | Sewers & Interceptors: Buried collector river crossings | Floods | Depth (m) | 0
1 | F19.2 | Transmission and distribution pipelines | Sewers & Interceptors: Buried collector river crossings | Floods | Depth (m) | 0
1.05 | F19.2 | Transmission and distribution pipelines | Sewers & Interceptors: Buried collector river crossings | Floods | Depth (m) | 0
1.1 | F19.2 | Transmission and distribution pipelines | Sewers & Interceptors: Buried collector river crossings | Floods | Depth (m) | 0
1.15 | F19.2 | Transmission and distribution pipelines | Sewers & Interceptors: Buried collector river crossings | Floods | Depth (m) | 0
1.2 | F19.2 | Transmission and distribution pipelines | Sewers & Interceptors: Buried collector river crossings | Floods | Depth (m) | 0
1.25 | F19.2 | Transmission and distribution pipelines | Sewers & Interceptors: Buried collector river crossings | Floods | Depth (m) | 0
1.3 | F19.2 | Transmission and distribution pipelines | Sewers & Interceptors: Buried collector river crossings | Floods | Depth (m) | 0
1.35 | F19.2 | Transmission and distribution pipelines | Sewers & Interceptors: Buried collector river crossings | Floods | Depth (m) | 0
1.4 | F19.2 | Transmission and distribution pipelines | Sewers & Interceptors: Buried collector river crossings | Floods | Depth (m) | 0
1.45 | F19.2 | Transmission and distribution pipelines | Sewers & Interceptors: Buried collector river crossings | Floods | Depth (m) | 0
1.5 | F19.2 | Transmission and distribution pipelines | Sewers & Interceptors: Buried collector river crossings | Floods | Depth (m) | 0
1.55 | F19.2 | Transmission and distribution pipelines | Sewers & Interceptors: Buried collector river crossings | Floods | Depth (m) | 0
1.6 | F19.2 | Transmission and distribution pipelines | Sewers & Interceptors: Buried collector river crossings | Floods | Depth (m) | 0
1.65 | F19.2 | Transmission and distribution pipelines | Sewers & Interceptors: Buried collector river crossings | Floods | Depth (m) | 0
1.7 | F19.2 | Transmission and distribution pipelines | Sewers & Interceptors: Buried collector river crossings | Floods | Depth (m) | 0
1.75 | F19.2 | Transmission and distribution pipelines | Sewers & Interceptors: Buried collector river crossings | Floods | Depth (m) | 0
1.8 | F19.2 | Transmission and distribution pipelines | Sewers & Interceptors: Buried collector river crossings | Floods | Depth (m) | 0
1.85 | F19.2 | Transmission and distribution pipelines | Sewers & Interceptors: Buried collector river crossings | Floods | Depth (m) | 0
1.9 | F19.2 | Transmission and distribution pipelines | Sewers & Interceptors: Buried collector river crossings | Floods | Depth (m) | 0
1.95 | F19.2 | Transmission and distribution pipelines | Sewers & Interceptors: Buried collector river crossings | Floods | Depth (m) | 0
2 | F19.2 | Transmission and distribution pipelines | Sewers & Interceptors: Buried collector river crossings | Floods | Depth (m) | 0
2.05 | F19.2 | Transmission and distribution pipelines | Sewers & Interceptors: Buried collector river crossings | Floods | Depth (m) | 0
2.1 | F19.2 | Transmission and distribution pipelines | Sewers & Interceptors: Buried collector river crossings | Floods | Depth (m) | 0
2.15 | F19.2 | Transmission and distribution pipelines | Sewers & Interceptors: Buried collector river crossings | Floods | Depth (m) | 0
2.2 | F19.2 | Transmission and distribution pipelines | Sewers & Interceptors: Buried collector river crossings | Floods | Depth (m) | 0
2.25 | F19.2 | Transmission and distribution pipelines | Sewers & Interceptors: Buried collector river crossings | Floods | Depth (m) | 0
2.3 | F19.2 | Transmission and distribution pipelines | Sewers & Interceptors: Buried collector river crossings | Floods | Depth (m) | 0
2.35 | F19.2 | Transmission and distribution pipelines | Sewers & Interceptors: Buried collector river crossings | Floods | Depth (m) | 0
2.4 | F19.2 | Transmission and distribution pipelines | Sewers & Interceptors: Buried collector river crossings | Floods | Depth (m) | 0
2.45 | F19.2 | Transmission and distribution pipelines | Sewers & Interceptors: Buried collector river crossings | Floods | Depth (m) | 0
2.5 | F19.2 | Transmission and distribution pipelines | Sewers & Interceptors: Buried collector river crossings | Floods | Depth (m) | 0
2.55 | F19.2 | Transmission and distribution pipelines | Sewers & Interceptors: Buried collector river crossings | Floods | Depth (m) | 0
2.6 | F19.2 | Transmission and distribution pipelines | Sewers & Interceptors: Buried collector river crossings | Floods | Depth (m) | 0
2.65 | F19.2 | Transmission and distribution pipelines | Sewers & Interceptors: Buried collector river crossings | Floods | Depth (m) | 0
2.7 | F19.2 | Transmission and distribution pipelines | Sewers & Interceptors: Buried collector river crossings | Floods | Depth (m) | 0
2.75 | F19.2 | Transmission and distribution pipelines | Sewers & Interceptors: Buried collector river crossings | Floods | Depth (m) | 0
2.8 | F19.2 | Transmission and distribution pipelines | Sewers & Interceptors: Buried collector river crossings | Floods | Depth (m) | 0
2.85 | F19.2 | Transmission and distribution pipelines | Sewers & Interceptors: Buried collector river crossings | Floods | Depth (m) | 0
2.9 | F19.2 | Transmission and distribution pipelines | Sewers & Interceptors: Buried collector river crossings | Floods | Depth (m) | 0
2.95 | F19.2 | Transmission and distribution pipelines | Sewers & Interceptors: Buried collector river crossings | Floods | Depth (m) | 0
3 | F19.2 | Transmission and distribution pipelines | Sewers & Interceptors: Buried collector river crossings | Floods | Depth (m) | 0
3.05 | F19.2 | Transmission and distribution pipelines | Sewers & Interceptors: Buried collector river crossings | Floods | Depth (m) | 0
3.1 | F19.2 | Transmission and distribution pipelines | Sewers & Interceptors: Buried collector river crossings | Floods | Depth (m)
3.15 | F19.2 | Transmission and distribution pipelines | Sewers & Interceptors: Buried collector river crossings | Floods | Depth (m)
3.2 | F19.2 | Transmission and distribution pipelines | Sewers & Interceptors: Buried collector river crossings | Floods | Depth (m)
3.25 | F19.2 | Transmission and distribution pipelines | Sewers & Interceptors: Buried collector river crossings | Floods | Depth (m)
3.3 | F19.2 | Transmission and distribution pipelines | Sewers & Interceptors: Buried collector river crossings | Floods | Depth (m)
3.35 | F19.2 | Transmission and distribution pipelines | Sewers & Interceptors: Buried collector river crossings | Floods | Depth (m)
3.4 | F19.2 | Transmission and distribution pipelines | Sewers & Interceptors: Buried collector river crossings | Floods | Depth (m)
3.45 | F19.2 | Transmission and distribution pipelines | Sewers & Interceptors: Buried collector river crossings | Floods | Depth (m)
3.5 | F19.2 | Transmission and distribution pipelines | Sewers & Interceptors: Buried collector river crossings | Floods | Depth (m)
3.55 | F19.2 | Transmission and distribution pipelines | Sewers & Interceptors: Buried collector river crossings | Floods | Depth (m)
3.6 | F19.2 | Transmission and distribution pipelines | Sewers & Interceptors: Buried collector river crossings | Floods | Depth (m)
3.65 | F19.2 | Transmission and distribution pipelines | Sewers & Interceptors: Buried collector river crossings | Floods | Depth (m)
3.7 | F19.2 | Transmission and distribution pipelines | Sewers & Interceptors: Buried collector river crossings | Floods | Depth (m)
3.75 | F19.2 | Transmission and distribution pipelines | Sewers & Interceptors: Buried collector river crossings | Floods | Depth (m)
3.8 | F19.2 | Transmission and distribution pipelines | Sewers & Interceptors: Buried collector river crossings | Floods | Depth (m)
3.85 | F19.2 | Transmission and distribution pipelines | Sewers & Interceptors: Buried collector river crossings | Floods | Depth (m)
3.9 | F19.2 | Transmission and distribution pipelines | Sewers & Interceptors: Buried collector river crossings | Floods | Depth (m)
3.95 | F19.2 | Transmission and distribution pipelines | Sewers & Interceptors: Buried collector river crossings | Floods | Depth (m)
4 | F19.2 | Transmission and distribution pipelines | Sewers & Interceptors: Buried collector river crossings | Floods | Depth (m)
4.05 | F19.2 | Transmission and distribution pipelines | Sewers & Interceptors: Buried collector river crossings | Floods | Depth (m)
4.1 | F19.2 | Transmission and distribution pipelines | Sewers & Interceptors: Buried collector river crossings | Floods | Depth (m)
4.15 | F19.2 | Transmission and distribution pipelines | Sewers & Interceptors: Buried collector river crossings | Floods | Depth (m)
4.2 | F19.2 | Transmission and distribution pipelines | Sewers & Interceptors: Buried collector river crossings | Floods | Depth (m)
4.25 | F19.2 | Transmission and distribution pipelines | Sewers & Interceptors: Buried collector river crossings | Floods | Depth (m)
4.3 | F19.2 | Transmission and distribution pipelines | Sewers & Interceptors: Buried collector river crossings | Floods | Depth (m)
4.35 | F19.2 | Transmission and distribution pipelines | Sewers & Interceptors: Buried collector river crossings | Floods | Depth (m)
4.4 | F19.2 | Transmission and distribution pipelines | Sewers & Interceptors: Buried collector river crossings | Floods | Depth (m)
4.45 | F19.2 | Transmission and distribution pipelines | Sewers & Interceptors: Buried collector river crossings | Floods | Depth (m)
4.5 | F19.2 | Transmission and distribution pipelines | Sewers & Interceptors: Buried collector river crossings | Floods | Depth (m)
4.55 | F19.2 | Transmission and distribution pipelines | Sewers & Interceptors: Buried collector river crossings | Floods | Depth (m)
4.6 | F19.2 | Transmission and distribution pipelines | Sewers & Interceptors: Buried collector river crossings | Floods | Depth (m)
4.65 | F19.2 | Transmission and distribution pipelines | Sewers & Interceptors: Buried collector river crossings | Floods | Depth (m)
4.7 | F19.2 | Transmission and distribution pipelines | Sewers & Interceptors: Buried collector river crossings | Floods | Depth (m)
4.75 | F19.2 | Transmission and distribution pipelines | Sewers & Interceptors: Buried collector river crossings | Floods | Depth (m)
4.8 | F19.2 | Transmission and distribution pipelines | Sewers & Interceptors: Buried collector river crossings | Floods | Depth (m)
4.85 | F19.2 | Transmission and distribution pipelines | Sewers & Interceptors: Buried collector river crossings | Floods | Depth (m)
4.9 | F19.2 | Transmission and distribution pipelines | Sewers & Interceptors: Buried collector river crossings | Floods | Depth (m)
4.95 | F19.2 | Transmission and distribution pipelines | Sewers & Interceptors: Buried collector river crossings | Floods | Depth (m)
5 | F19.2 | Transmission and distribution pipelines | Sewers & Interceptors: Buried collector river crossings | Floods | Depth (m)
5.05 | F19.2 | Transmission and distribution pipelines | Sewers & Interceptors: Buried collector river crossings | Floods | Depth (m)
5.1 | F19.2 | Transmission and distribution pipelines | Sewers & Interceptors: Buried collector river crossings | Floods | Depth (m)
5.15 | F19.2 | Transmission and distribution pipelines | Sewers & Interceptors: Buried collector river crossings | Floods | Depth (m)
5.2 | F19.2 | Transmission and distribution pipelines | Sewers & Interceptors: Buried collector river crossings | Floods | Depth (m)
5.25 | F19.2 | Transmission and distribution pipelines | Sewers & Interceptors: Buried collector river crossings | Floods | Depth (m)
5.3 | F19.2 | Transmission and distribution pipelines | Sewers & Interceptors: Buried collector river crossings | Floods | Depth (m)
5.35 | F19.2 | Transmission and distribution pipelines | Sewers & Interceptors: Buried collector river crossings | Floods | Depth (m)
5.4 | F19.2 | Transmission and distribution pipelines | Sewers & Interceptors: Buried collector river crossings | Floods | Depth (m)
5.45 | F19.2 | Transmission and distribution pipelines | Sewers & Interceptors: Buried collector river crossings | Floods | Depth (m)
5.5 | F19.2 | Transmission and distribution pipelines | Sewers & Interceptors: Buried collector river crossings | Floods | Depth (m)
5.55 | F19.2 | Transmission and distribution pipelines | Sewers & Interceptors: Buried collector river crossings | Floods | Depth (m)
5.6 | F19.2 | Transmission and distribution pipelines | Sewers & Interceptors: Buried collector river crossings | Floods | Depth (m)
5.65 | F19.2 | Transmission and distribution pipelines | Sewers & Interceptors: Buried collector river crossings | Floods | Depth (m)
5.7 | F19.2 | Transmission and distribution pipelines | Sewers & Interceptors: Buried collector river crossings | Floods | Depth (m)
5.75 | F19.2 | Transmission and distribution pipelines | Sewers & Interceptors: Buried collector river crossings | Floods | Depth (m)
5.8 | F19.2 | Transmission and distribution pipelines | Sewers & Interceptors: Buried collector river crossings | Floods | Depth (m)
5.85 | F19.2 | Transmission and distribution pipelines | Sewers & Interceptors: Buried collector river crossings | Floods | Depth (m)
5.9 | F19.2 | Transmission and distribution pipelines | Sewers & Interceptors: Buried collector river crossings | Floods | Depth (m)
5.95 | F19.2 | Transmission and distribution pipelines | Sewers & Interceptors: Buried collector river crossings | Floods | Depth (m)
6 | F19.2 | Transmission and distribution pipelines | Sewers & Interceptors: Buried collector river crossings | Floods | Depth (m)
6.05 | F19.2 | Transmission and distribution pipelines | Sewers & Interceptors: Buried collector river crossings | Floods | Depth (m)
6.1 | F19.2 | Transmission and distribution pipelines | Sewers & Interceptors: Buried collector river crossings | Floods | Depth (m)
6.15 | F19.2 | Transmission and distribution pipelines | Sewers & Interceptors: Buried collector river crossings | Floods | Depth (m)
6.2 | F19.2 | Transmission and distribution pipelines | Sewers & Interceptors: Buried collector river crossings | Floods | Depth (m)
6.25 | F19.2 | Transmission and distribution pipelines | Sewers & Interceptors: Buried collector river crossings | Floods | Depth (m)
6.3 | F19.2 | Transmission and distribution pipelines | Sewers & Interceptors: Buried collector river crossings | Floods | Depth (m)
6.35 | F19.2 | Transmission and distribution pipelines | Sewers & Interceptors: Buried collector river crossings | Floods | Depth (m)
6.4 | F19.2 | Transmission and distribution pipelines | Sewers & Interceptors: Buried collector river crossings | Floods | Depth (m)
6.45 | F19.2 | Transmission and distribution pipelines | Sewers & Interceptors: Buried collector river crossings | Floods | Depth (m)
6.5 | F19.2 | Transmission and distribution pipelines | Sewers & Interceptors: Buried collector river crossings | Floods | Depth (m)
0 | F19.3 | Transmission and distribution pipelines | Sewers & Interceptors: Pipes (non-crossings) | Floods | Depth (m) | 0
0.05 | F19.3 | Transmission and distribution pipelines | Sewers & Interceptors: Pipes (non-crossings) | Floods | Depth (m) | 0.0082021
0.1 | F19.3 | Transmission and distribution pipelines | Sewers & Interceptors: Pipes (non-crossings) | Floods | Depth (m) | 0.016404
0.15 | F19.3 | Transmission and distribution pipelines | Sewers & Interceptors: Pipes (non-crossings) | Floods | Depth (m) | 0.024606
0.2 | F19.3 | Transmission and distribution pipelines | Sewers & Interceptors: Pipes (non-crossings) | Floods | Depth (m) | 0.032808
0.25 | F19.3 | Transmission and distribution pipelines | Sewers & Interceptors: Pipes (non-crossings) | Floods | Depth (m) | 0.04101
0.3 | F19.3 | Transmission and distribution pipelines | Sewers & Interceptors: Pipes (non-crossings) | Floods | Depth (m) | 0.049213
0.35 | F19.3 | Transmission and distribution pipelines | Sewers & Interceptors: Pipes (non-crossings) | Floods | Depth (m) | 0.05
0.4 | F19.3 | Transmission and distribution pipelines | Sewers & Interceptors: Pipes (non-crossings) | Floods | Depth (m) | 0.05
0.45 | F19.3 | Transmission and distribution pipelines | Sewers & Interceptors: Pipes (non-crossings) | Floods | Depth (m) | 0.05
0.5 | F19.3 | Transmission and distribution pipelines | Sewers & Interceptors: Pipes (non-crossings) | Floods | Depth (m) | 0.05
0.55 | F19.3 | Transmission and distribution pipelines | Sewers & Interceptors: Pipes (non-crossings) | Floods | Depth (m) | 0.05
0.6 | F19.3 | Transmission and distribution pipelines | Sewers & Interceptors: Pipes (non-crossings) | Floods | Depth (m) | 0.05
0.65 | F19.3 | Transmission and distribution pipelines | Sewers & Interceptors: Pipes (non-crossings) | Floods | Depth (m) | 0.05
0.7 | F19.3 | Transmission and distribution pipelines | Sewers & Interceptors: Pipes (non-crossings) | Floods | Depth (m) | 0.05
0.75 | F19.3 | Transmission and distribution pipelines | Sewers & Interceptors: Pipes (non-crossings) | Floods | Depth (m) | 0.05
0.8 | F19.3 | Transmission and distribution pipelines | Sewers & Interceptors: Pipes (non-crossings) | Floods | Depth (m) | 0.05
0.85 | F19.3 | Transmission and distribution pipelines | Sewers & Interceptors: Pipes (non-crossings) | Floods | Depth (m) | 0.05
0.9 | F19.3 | Transmission and distribution pipelines | Sewers & Interceptors: Pipes (non-crossings) | Floods | Depth (m) | 0.05
0.95 | F19.3 | Transmission and distribution pipelines | Sewers & Interceptors: Pipes (non-crossings) | Floods | Depth (m) | 0.05
1 | F19.3 | Transmission and distribution pipelines | Sewers & Interceptors: Pipes (non-crossings) | Floods | Depth (m) | 0.05
1.05 | F19.3 | Transmission and distribution pipelines | Sewers & Interceptors: Pipes (non-crossings) | Floods | Depth (m) | 0.05
1.1 | F19.3 | Transmission and distribution pipelines | Sewers & Interceptors: Pipes (non-crossings) | Floods | Depth (m) | 0.05
1.15 | F19.3 | Transmission and distribution pipelines | Sewers & Interceptors: Pipes (non-crossings) | Floods | Depth (m) | 0.05
1.2 | F19.3 | Transmission and distribution pipelines | Sewers & Interceptors: Pipes (non-crossings) | Floods | Depth (m) | 0.05
1.25 | F19.3 | Transmission and distribution pipelines | Sewers & Interceptors: Pipes (non-crossings) | Floods | Depth (m) | 0.05
1.3 | F19.3 | Transmission and distribution pipelines | Sewers & Interceptors: Pipes (non-crossings) | Floods | Depth (m) | 0.05
1.35 | F19.3 | Transmission and distribution pipelines | Sewers & Interceptors: Pipes (non-crossings) | Floods | Depth (m) | 0.05
1.4 | F19.3 | Transmission and distribution pipelines | Sewers & Interceptors: Pipes (non-crossings) | Floods | Depth (m) | 0.05
1.45 | F19.3 | Transmission and distribution pipelines | Sewers & Interceptors: Pipes (non-crossings) | Floods | Depth (m) | 0.05
1.5 | F19.3 | Transmission and distribution pipelines | Sewers & Interceptors: Pipes (non-crossings) | Floods | Depth (m) | 0.05
1.55 | F19.3 | Transmission and distribution pipelines | Sewers & Interceptors: Pipes (non-crossings) | Floods | Depth (m) | 0.05
1.6 | F19.3 | Transmission and distribution pipelines | Sewers & Interceptors: Pipes (non-crossings) | Floods | Depth (m) | 0.05
1.65 | F19.3 | Transmission and distribution pipelines | Sewers & Interceptors: Pipes (non-crossings) | Floods | Depth (m) | 0.05
1.7 | F19.3 | Transmission and distribution pipelines | Sewers & Interceptors: Pipes (non-crossings) | Floods | Depth (m) | 0.05
1.75 | F19.3 | Transmission and distribution pipelines | Sewers & Interceptors: Pipes (non-crossings) | Floods | Depth (m) | 0.05
1.8 | F19.3 | Transmission and distribution pipelines | Sewers & Interceptors: Pipes (non-crossings) | Floods | Depth (m) | 0.05
1.85 | F19.3 | Transmission and distribution pipelines | Sewers & Interceptors: Pipes (non-crossings) | Floods | Depth (m) | 0.05
1.9 | F19.3 | Transmission and distribution pipelines | Sewers & Interceptors: Pipes (non-crossings) | Floods | Depth (m) | 0.05
1.95 | F19.3 | Transmission and distribution pipelines | Sewers & Interceptors: Pipes (non-crossings) | Floods | Depth (m) | 0.05
2 | F19.3 | Transmission and distribution pipelines | Sewers & Interceptors: Pipes (non-crossings) | Floods | Depth (m) | 0.05
2.05 | F19.3 | Transmission and distribution pipelines | Sewers & Interceptors: Pipes (non-crossings) | Floods | Depth (m) | 0.05
2.1 | F19.3 | Transmission and distribution pipelines | Sewers & Interceptors: Pipes (non-crossings) | Floods | Depth (m) | 0.05
2.15 | F19.3 | Transmission and distribution pipelines | Sewers & Interceptors: Pipes (non-crossings) | Floods | Depth (m) | 0.05
2.2 | F19.3 | Transmission and distribution pipelines | Sewers & Interceptors: Pipes (non-crossings) | Floods | Depth (m) | 0.05
2.25 | F19.3 | Transmission and distribution pipelines | Sewers & Interceptors: Pipes (non-crossings) | Floods | Depth (m) | 0.05
2.3 | F19.3 | Transmission and distribution pipelines | Sewers & Interceptors: Pipes (non-crossings) | Floods | Depth (m) | 0.05
2.35 | F19.3 | Transmission and distribution pipelines | Sewers & Interceptors: Pipes (non-crossings) | Floods | Depth (m) | 0.05
2.4 | F19.3 | Transmission and distribution pipelines | Sewers & Interceptors: Pipes (non-crossings) | Floods | Depth (m) | 0.05
2.45 | F19.3 | Transmission and distribution pipelines | Sewers & Interceptors: Pipes (non-crossings) | Floods | Depth (m) | 0.05
2.5 | F19.3 | Transmission and distribution pipelines | Sewers & Interceptors: Pipes (non-crossings) | Floods | Depth (m) | 0.05
2.55 | F19.3 | Transmission and distribution pipelines | Sewers & Interceptors: Pipes (non-crossings) | Floods | Depth (m) | 0.05
2.6 | F19.3 | Transmission and distribution pipelines | Sewers & Interceptors: Pipes (non-crossings) | Floods | Depth (m) | 0.05
2.65 | F19.3 | Transmission and distribution pipelines | Sewers & Interceptors: Pipes (non-crossings) | Floods | Depth (m) | 0.05
2.7 | F19.3 | Transmission and distribution pipelines | Sewers & Interceptors: Pipes (non-crossings) | Floods | Depth (m) | 0.05
2.75 | F19.3 | Transmission and distribution pipelines | Sewers & Interceptors: Pipes (non-crossings) | Floods | Depth (m) | 0.05
2.8 | F19.3 | Transmission and distribution pipelines | Sewers & Interceptors: Pipes (non-crossings) | Floods | Depth (m) | 0.05
2.85 | F19.3 | Transmission and distribution pipelines | Sewers & Interceptors: Pipes (non-crossings) | Floods | Depth (m) | 0.05
2.9 | F19.3 | Transmission and distribution pipelines | Sewers & Interceptors: Pipes (non-crossings) | Floods | Depth (m) | 0.05
2.95 | F19.3 | Transmission and distribution pipelines | Sewers & Interceptors: Pipes (non-crossings) | Floods | Depth (m) | 0.05
3 | F19.3 | Transmission and distribution pipelines | Sewers & Interceptors: Pipes (non-crossings) | Floods | Depth (m) | 0.05
3.05 | F19.3 | Transmission and distribution pipelines | Sewers & Interceptors: Pipes (non-crossings) | Floods | Depth (m) | 0.05
3.1 | F19.3 | Transmission and distribution pipelines | Sewers & Interceptors: Pipes (non-crossings) | Floods | Depth (m)
3.15 | F19.3 | Transmission and distribution pipelines | Sewers & Interceptors: Pipes (non-crossings) | Floods | Depth (m)
3.2 | F19.3 | Transmission and distribution pipelines | Sewers & Interceptors: Pipes (non-crossings) | Floods | Depth (m)
3.25 | F19.3 | Transmission and distribution pipelines | Sewers & Interceptors: Pipes (non-crossings) | Floods | Depth (m)
3.3 | F19.3 | Transmission and distribution pipelines | Sewers & Interceptors: Pipes (non-crossings) | Floods | Depth (m)
3.35 | F19.3 | Transmission and distribution pipelines | Sewers & Interceptors: Pipes (non-crossings) | Floods | Depth (m)
3.4 | F19.3 | Transmission and distribution pipelines | Sewers & Interceptors: Pipes (non-crossings) | Floods | Depth (m)
3.45 | F19.3 | Transmission and distribution pipelines | Sewers & Interceptors: Pipes (non-crossings) | Floods | Depth (m)
3.5 | F19.3 | Transmission and distribution pipelines | Sewers & Interceptors: Pipes (non-crossings) | Floods | Depth (m)
3.55 | F19.3 | Transmission and distribution pipelines | Sewers & Interceptors: Pipes (non-crossings) | Floods | Depth (m)
3.6 | F19.3 | Transmission and distribution pipelines | Sewers & Interceptors: Pipes (non-crossings) | Floods | Depth (m)
3.65 | F19.3 | Transmission and distribution pipelines | Sewers & Interceptors: Pipes (non-crossings) | Floods | Depth (m)
3.7 | F19.3 | Transmission and distribution pipelines | Sewers & Interceptors: Pipes (non-crossings) | Floods | Depth (m)
3.75 | F19.3 | Transmission and distribution pipelines | Sewers & Interceptors: Pipes (non-crossings) | Floods | Depth (m)
3.8 | F19.3 | Transmission and distribution pipelines | Sewers & Interceptors: Pipes (non-crossings) | Floods | Depth (m)
3.85 | F19.3 | Transmission and distribution pipelines | Sewers & Interceptors: Pipes (non-crossings) | Floods | Depth (m)
3.9 | F19.3 | Transmission and distribution pipelines | Sewers & Interceptors: Pipes (non-crossings) | Floods | Depth (m)
3.95 | F19.3 | Transmission and distribution pipelines | Sewers & Interceptors: Pipes (non-crossings) | Floods | Depth (m)
4 | F19.3 | Transmission and distribution pipelines | Sewers & Interceptors: Pipes (non-crossings) | Floods | Depth (m)
4.05 | F19.3 | Transmission and distribution pipelines | Sewers & Interceptors: Pipes (non-crossings) | Floods | Depth (m)
4.1 | F19.3 | Transmission and distribution pipelines | Sewers & Interceptors: Pipes (non-crossings) | Floods | Depth (m)
4.15 | F19.3 | Transmission and distribution pipelines | Sewers & Interceptors: Pipes (non-crossings) | Floods | Depth (m)
4.2 | F19.3 | Transmission and distribution pipelines | Sewers & Interceptors: Pipes (non-crossings) | Floods | Depth (m)
4.25 | F19.3 | Transmission and distribution pipelines | Sewers & Interceptors: Pipes (non-crossings) | Floods | Depth (m)
4.3 | F19.3 | Transmission and distribution pipelines | Sewers & Interceptors: Pipes (non-crossings) | Floods | Depth (m)
4.35 | F19.3 | Transmission and distribution pipelines | Sewers & Interceptors: Pipes (non-crossings) | Floods | Depth (m)
4.4 | F19.3 | Transmission and distribution pipelines | Sewers & Interceptors: Pipes (non-crossings) | Floods | Depth (m)
4.45 | F19.3 | Transmission and distribution pipelines | Sewers & Interceptors: Pipes (non-crossings) | Floods | Depth (m)
4.5 | F19.3 | Transmission and distribution pipelines | Sewers & Interceptors: Pipes (non-crossings) | Floods | Depth (m)
4.55 | F19.3 | Transmission and distribution pipelines | Sewers & Interceptors: Pipes (non-crossings) | Floods | Depth (m)
4.6 | F19.3 | Transmission and distribution pipelines | Sewers & Interceptors: Pipes (non-crossings) | Floods | Depth (m)
4.65 | F19.3 | Transmission and distribution pipelines | Sewers & Interceptors: Pipes (non-crossings) | Floods | Depth (m)
4.7 | F19.3 | Transmission and distribution pipelines | Sewers & Interceptors: Pipes (non-crossings) | Floods | Depth (m)
4.75 | F19.3 | Transmission and distribution pipelines | Sewers & Interceptors: Pipes (non-crossings) | Floods | Depth (m)
4.8 | F19.3 | Transmission and distribution pipelines | Sewers & Interceptors: Pipes (non-crossings) | Floods | Depth (m)
4.85 | F19.3 | Transmission and distribution pipelines | Sewers & Interceptors: Pipes (non-crossings) | Floods | Depth (m)
4.9 | F19.3 | Transmission and distribution pipelines | Sewers & Interceptors: Pipes (non-crossings) | Floods | Depth (m)
4.95 | F19.3 | Transmission and distribution pipelines | Sewers & Interceptors: Pipes (non-crossings) | Floods | Depth (m)
5 | F19.3 | Transmission and distribution pipelines | Sewers & Interceptors: Pipes (non-crossings) | Floods | Depth (m)
5.05 | F19.3 | Transmission and distribution pipelines | Sewers & Interceptors: Pipes (non-crossings) | Floods | Depth (m)
5.1 | F19.3 | Transmission and distribution pipelines | Sewers & Interceptors: Pipes (non-crossings) | Floods | Depth (m)
5.15 | F19.3 | Transmission and distribution pipelines | Sewers & Interceptors: Pipes (non-crossings) | Floods | Depth (m)
5.2 | F19.3 | Transmission and distribution pipelines | Sewers & Interceptors: Pipes (non-crossings) | Floods | Depth (m)
5.25 | F19.3 | Transmission and distribution pipelines | Sewers & Interceptors: Pipes (non-crossings) | Floods | Depth (m)
5.3 | F19.3 | Transmission and distribution pipelines | Sewers & Interceptors: Pipes (non-crossings) | Floods | Depth (m)
5.35 | F19.3 | Transmission and distribution pipelines | Sewers & Interceptors: Pipes (non-crossings) | Floods | Depth (m)
5.4 | F19.3 | Transmission and distribution pipelines | Sewers & Interceptors: Pipes (non-crossings) | Floods | Depth (m)
5.45 | F19.3 | Transmission and distribution pipelines | Sewers & Interceptors: Pipes (non-crossings) | Floods | Depth (m)
5.5 | F19.3 | Transmission and distribution pipelines | Sewers & Interceptors: Pipes (non-crossings) | Floods | Depth (m)
5.55 | F19.3 | Transmission and distribution pipelines | Sewers & Interceptors: Pipes (non-crossings) | Floods | Depth (m)
5.6 | F19.3 | Transmission and distribution pipelines | Sewers & Interceptors: Pipes (non-crossings) | Floods | Depth (m)
5.65 | F19.3 | Transmission and distribution pipelines | Sewers & Interceptors: Pipes (non-crossings) | Floods | Depth (m)
5.7 | F19.3 | Transmission and distribution pipelines | Sewers & Interceptors: Pipes (non-crossings) | Floods | Depth (m)
5.75 | F19.3 | Transmission and distribution pipelines | Sewers & Interceptors: Pipes (non-crossings) | Floods | Depth (m)
5.8 | F19.3 | Transmission and distribution pipelines | Sewers & Interceptors: Pipes (non-crossings) | Floods | Depth (m)
5.85 | F19.3 | Transmission and distribution pipelines | Sewers & Interceptors: Pipes (non-crossings) | Floods | Depth (m)
5.9 | F19.3 | Transmission and distribution pipelines | Sewers & Interceptors: Pipes (non-crossings) | Floods | Depth (m)
5.95 | F19.3 | Transmission and distribution pipelines | Sewers & Interceptors: Pipes (non-crossings) | Floods | Depth (m)
6 | F19.3 | Transmission and distribution pipelines | Sewers & Interceptors: Pipes (non-crossings) | Floods | Depth (m)
6.05 | F19.3 | Transmission and distribution pipelines | Sewers & Interceptors: Pipes (non-crossings) | Floods | Depth (m)
6.1 | F19.3 | Transmission and distribution pipelines | Sewers & Interceptors: Pipes (non-crossings) | Floods | Depth (m)
6.15 | F19.3 | Transmission and distribution pipelines | Sewers & Interceptors: Pipes (non-crossings) | Floods | Depth (m)
6.2 | F19.3 | Transmission and distribution pipelines | Sewers & Interceptors: Pipes (non-crossings) | Floods | Depth (m)
6.25 | F19.3 | Transmission and distribution pipelines | Sewers & Interceptors: Pipes (non-crossings) | Floods | Depth (m)
6.3 | F19.3 | Transmission and distribution pipelines | Sewers & Interceptors: Pipes (non-crossings) | Floods | Depth (m)
6.35 | F19.3 | Transmission and distribution pipelines | Sewers & Interceptors: Pipes (non-crossings) | Floods | Depth (m)
6.4 | F19.3 | Transmission and distribution pipelines | Sewers & Interceptors: Pipes (non-crossings) | Floods | Depth (m)
6.45 | F19.3 | Transmission and distribution pipelines | Sewers & Interceptors: Pipes (non-crossings) | Floods | Depth (m)
6.5 | F19.3 | Transmission and distribution pipelines | Sewers & Interceptors: Pipes (non-crossings) | Floods | Depth (m)
0 | F7.14 | Highways | Granular symmetrical embankment with a height of 10 m, a crest width of 10 m, including two traffic lanes of 3.5 m each exposed to moisture ingress due to flood | Floods | Water Intensity Measure (WIM) | 0
0.02 | F7.14 | Highways | Granular symmetrical embankment with a height of 10 m, a crest width of 10 m, including two traffic lanes of 3.5 m each exposed to moisture ingress due to flood | Floods | Water Intensity Measure (WIM) | 0
0.04 | F7.14 | Highways | Granular symmetrical embankment with a height of 10 m, a crest width of 10 m, including two traffic lanes of 3.5 m each exposed to moisture ingress due to flood | Floods | Water Intensity Measure (WIM) | 0
0.06 | F7.14 | Highways | Granular symmetrical embankment with a height of 10 m, a crest width of 10 m, including two traffic lanes of 3.5 m each exposed to moisture ingress due to flood | Floods | Water Intensity Measure (WIM) | 0
0.08 | F7.14 | Highways | Granular symmetrical embankment with a height of 10 m, a crest width of 10 m, including two traffic lanes of 3.5 m each exposed to moisture ingress due to flood | Floods | Water Intensity Measure (WIM) | 0
0.1 | F7.14 | Highways | Granular symmetrical embankment with a height of 10 m, a crest width of 10 m, including two traffic lanes of 3.5 m each exposed to moisture ingress due to flood | Floods | Water Intensity Measure (WIM) | 0
0.12 | F7.14 | Highways | Granular symmetrical embankment with a height of 10 m, a crest width of 10 m, including two traffic lanes of 3.5 m each exposed to moisture ingress due to flood | Floods | Water Intensity Measure (WIM) | 0
0.14 | F7.14 | Highways | Granular symmetrical embankment with a height of 10 m, a crest width of 10 m, including two traffic lanes of 3.5 m each exposed to moisture ingress due to flood | Floods | Water Intensity Measure (WIM) | 0.002
0.16 | F7.14 | Highways | Granular symmetrical embankment with a height of 10 m, a crest width of 10 m, including two traffic lanes of 3.5 m each exposed to moisture ingress due to flood | Floods | Water Intensity Measure (WIM) | 0.002
0.18 | F7.14 | Highways | Granular symmetrical embankment with a height of 10 m, a crest width of 10 m, including two traffic lanes of 3.5 m each exposed to moisture ingress due to flood | Floods | Water Intensity Measure (WIM) | 0.002
0.2 | F7.14 | Highways | Granular symmetrical embankment with a height of 10 m, a crest width of 10 m, including two traffic lanes of 3.5 m each exposed to moisture ingress due to flood | Floods | Water Intensity Measure (WIM) | 0.003
0.22 | F7.14 | Highways | Granular symmetrical embankment with a height of 10 m, a crest width of 10 m, including two traffic lanes of 3.5 m each exposed to moisture ingress due to flood | Floods | Water Intensity Measure (WIM) | 0.005
0.24 | F7.14 | Highways | Granular symmetrical embankment with a height of 10 m, a crest width of 10 m, including two traffic lanes of 3.5 m each exposed to moisture ingress due to flood | Floods | Water Intensity Measure (WIM) | 0.007
0.26 | F7.14 | Highways | Granular symmetrical embankment with a height of 10 m, a crest width of 10 m, including two traffic lanes of 3.5 m each exposed to moisture ingress due to flood | Floods | Water Intensity Measure (WIM) | 0.01
0.28 | F7.14 | Highways | Granular symmetrical embankment with a height of 10 m, a crest width of 10 m, including two traffic lanes of 3.5 m each exposed to moisture ingress due to flood | Floods | Water Intensity Measure (WIM) | 0.012
0.3 | F7.14 | Highways | Granular symmetrical embankment with a height of 10 m, a crest width of 10 m, including two traffic lanes of 3.5 m each exposed to moisture ingress due to flood | Floods | Water Intensity Measure (WIM) | 0.016
0.32 | F7.14 | Highways | Granular symmetrical embankment with a height of 10 m, a crest width of 10 m, including two traffic lanes of 3.5 m each exposed to moisture ingress due to flood | Floods | Water Intensity Measure (WIM) | 0.02
0.34 | F7.14 | Highways | Granular symmetrical embankment with a height of 10 m, a crest width of 10 m, including two traffic lanes of 3.5 m each exposed to moisture ingress due to flood | Floods | Water Intensity Measure (WIM) | 0.024
0.36 | F7.14 | Highways | Granular symmetrical embankment with a height of 10 m, a crest width of 10 m, including two traffic lanes of 3.5 m each exposed to moisture ingress due to flood | Floods | Water Intensity Measure (WIM) | 0.03
0.38 | F7.14 | Highways | Granular symmetrical embankment with a height of 10 m, a crest width of 10 m, including two traffic lanes of 3.5 m each exposed to moisture ingress due to flood | Floods | Water Intensity Measure (WIM) | 0.035
0.4 | F7.14 | Highways | Granular symmetrical embankment with a height of 10 m, a crest width of 10 m, including two traffic lanes of 3.5 m each exposed to moisture ingress due to flood | Floods | Water Intensity Measure (WIM) | 0.041
0.42 | F7.14 | Highways | Granular symmetrical embankment with a height of 10 m, a crest width of 10 m, including two traffic lanes of 3.5 m each exposed to moisture ingress due to flood | Floods | Water Intensity Measure (WIM) | 0.047
0.44 | F7.14 | Highways | Granular symmetrical embankment with a height of 10 m, a crest width of 10 m, including two traffic lanes of 3.5 m each exposed to moisture ingress due to flood | Floods | Water Intensity Measure (WIM) | 0.054
0.46 | F7.14 | Highways | Granular symmetrical embankment with a height of 10 m, a crest width of 10 m, including two traffic lanes of 3.5 m each exposed to moisture ingress due to flood | Floods | Water Intensity Measure (WIM) | 0.061
0.48 | F7.14 | Highways | Granular symmetrical embankment with a height of 10 m, a crest width of 10 m, including two traffic lanes of 3.5 m each exposed to moisture ingress due to flood | Floods | Water Intensity Measure (WIM) | 0.068
0.5 | F7.14 | Highways | Granular symmetrical embankment with a height of 10 m, a crest width of 10 m, including two traffic lanes of 3.5 m each exposed to moisture ingress due to flood | Floods | Water Intensity Measure (WIM) | 0.075
0.52 | F7.14 | Highways | Granular symmetrical embankment with a height of 10 m, a crest width of 10 m, including two traffic lanes of 3.5 m each exposed to moisture ingress due to flood | Floods | Water Intensity Measure (WIM) | 0.083
0.54 | F7.14 | Highways | Granular symmetrical embankment with a height of 10 m, a crest width of 10 m, including two traffic lanes of 3.5 m each exposed to moisture ingress due to flood | Floods | Water Intensity Measure (WIM) | 0.092
0.56 | F7.14 | Highways | Granular symmetrical embankment with a height of 10 m, a crest width of 10 m, including two traffic lanes of 3.5 m each exposed to moisture ingress due to flood | Floods | Water Intensity Measure (WIM) | 0.1
0.58 | F7.14 | Highways | Granular symmetrical embankment with a height of 10 m, a crest width of 10 m, including two traffic lanes of 3.5 m each exposed to moisture ingress due to flood | Floods | Water Intensity Measure (WIM) | 0.109
0.6 | F7.14 | Highways | Granular symmetrical embankment with a height of 10 m, a crest width of 10 m, including two traffic lanes of 3.5 m each exposed to moisture ingress due to flood | Floods | Water Intensity Measure (WIM) | 0.119
0.62 | F7.14 | Highways | Granular symmetrical embankment with a height of 10 m, a crest width of 10 m, including two traffic lanes of 3.5 m each exposed to moisture ingress due to flood | Floods | Water Intensity Measure (WIM) | 0.128
0.64 | F7.14 | Highways | Granular symmetrical embankment with a height of 10 m, a crest width of 10 m, including two traffic lanes of 3.5 m each exposed to moisture ingress due to flood | Floods | Water Intensity Measure (WIM) | 0.138
0.66 | F7.14 | Highways | Granular symmetrical embankment with a height of 10 m, a crest width of 10 m, including two traffic lanes of 3.5 m each exposed to moisture ingress due to flood | Floods | Water Intensity Measure (WIM) | 0.147
0.68 | F7.14 | Highways | Granular symmetrical embankment with a height of 10 m, a crest width of 10 m, including two traffic lanes of 3.5 m each exposed to moisture ingress due to flood | Floods | Water Intensity Measure (WIM) | 0.156
0.7 | F7.14 | Highways | Granular symmetrical embankment with a height of 10 m, a crest width of 10 m, including two traffic lanes of 3.5 m each exposed to moisture ingress due to flood | Floods | Water Intensity Measure (WIM) | 0.165
0.72 | F7.14 | Highways | Granular symmetrical embankment with a height of 10 m, a crest width of 10 m, including two traffic lanes of 3.5 m each exposed to moisture ingress due to flood | Floods | Water Intensity Measure (WIM) | 0.175
0.74 | F7.14 | Highways | Granular symmetrical embankment with a height of 10 m, a crest width of 10 m, including two traffic lanes of 3.5 m each exposed to moisture ingress due to flood | Floods | Water Intensity Measure (WIM) | 0.185
0.76 | F7.14 | Highways | Granular symmetrical embankment with a height of 10 m, a crest width of 10 m, including two traffic lanes of 3.5 m each exposed to moisture ingress due to flood | Floods | Water Intensity Measure (WIM) | 0.195
0.78 | F7.14 | Highways | Granular symmetrical embankment with a height of 10 m, a crest width of 10 m, including two traffic lanes of 3.5 m each exposed to moisture ingress due to flood | Floods | Water Intensity Measure (WIM) | 0.204
0.8 | F7.14 | Highways | Granular symmetrical embankment with a height of 10 m, a crest width of 10 m, including two traffic lanes of 3.5 m each exposed to moisture ingress due to flood | Floods | Water Intensity Measure (WIM) | 0.214
0.82 | F7.14 | Highways | Granular symmetrical embankment with a height of 10 m, a crest width of 10 m, including two traffic lanes of 3.5 m each exposed to moisture ingress due to flood | Floods | Water Intensity Measure (WIM) | 0.223
0.84 | F7.14 | Highways | Granular symmetrical embankment with a height of 10 m, a crest width of 10 m, including two traffic lanes of 3.5 m each exposed to moisture ingress due to flood | Floods | Water Intensity Measure (WIM) | 0.233
0.86 | F7.14 | Highways | Granular symmetrical embankment with a height of 10 m, a crest width of 10 m, including two traffic lanes of 3.5 m each exposed to moisture ingress due to flood | Floods | Water Intensity Measure (WIM) | 0.243
0.88 | F7.14 | Highways | Granular symmetrical embankment with a height of 10 m, a crest width of 10 m, including two traffic lanes of 3.5 m each exposed to moisture ingress due to flood | Floods | Water Intensity Measure (WIM) | 0.253
0.9 | F7.14 | Highways | Granular symmetrical embankment with a height of 10 m, a crest width of 10 m, including two traffic lanes of 3.5 m each exposed to moisture ingress due to flood | Floods | Water Intensity Measure (WIM) | 0.262
0.92 | F7.14 | Highways | Granular symmetrical embankment with a height of 10 m, a crest width of 10 m, including two traffic lanes of 3.5 m each exposed to moisture ingress due to flood | Floods | Water Intensity Measure (WIM) | 0.271
0.94 | F7.14 | Highways | Granular symmetrical embankment with a height of 10 m, a crest width of 10 m, including two traffic lanes of 3.5 m each exposed to moisture ingress due to flood | Floods | Water Intensity Measure (WIM) | 0.283
0.96 | F7.14 | Highways | Granular symmetrical embankment with a height of 10 m, a crest width of 10 m, including two traffic lanes of 3.5 m each exposed to moisture ingress due to flood | Floods | Water Intensity Measure (WIM) | 0.294
0.98 | F7.14 | Highways | Granular symmetrical embankment with a height of 10 m, a crest width of 10 m, including two traffic lanes of 3.5 m each exposed to moisture ingress due to flood | Floods | Water Intensity Measure (WIM) | 0.303
1 | F7.14 | Highways | Granular symmetrical embankment with a height of 10 m, a crest width of 10 m, including two traffic lanes of 3.5 m each exposed to moisture ingress due to flood | Floods | Water Intensity Measure (WIM) | 0.312
0 | F7.15a | Highways | Granular symmetrical embankment with a height of 10 m, a crest width of 10 m, including two traffic lanes of 3.5 m each exposed to moisture ingress due to flood | Floods | Water Intensity Measure (WIM) | 0
0.02 | F7.15a | Highways | Granular symmetrical embankment with a height of 10 m, a crest width of 10 m, including two traffic lanes of 3.5 m each exposed to moisture ingress due to flood | Floods | Water Intensity Measure (WIM) | 0
0.04 | F7.15a | Highways | Granular symmetrical embankment with a height of 10 m, a crest width of 10 m, including two traffic lanes of 3.5 m each exposed to moisture ingress due to flood | Floods | Water Intensity Measure (WIM) | 0
0.06 | F7.15a | Highways | Granular symmetrical embankment with a height of 10 m, a crest width of 10 m, including two traffic lanes of 3.5 m each exposed to moisture ingress due to flood | Floods | Water Intensity Measure (WIM) | 0
0.08 | F7.15a | Highways | Granular symmetrical embankment with a height of 10 m, a crest width of 10 m, including two traffic lanes of 3.5 m each exposed to moisture ingress due to flood | Floods | Water Intensity Measure (WIM) | 0
0.1 | F7.15a | Highways | Granular symmetrical embankment with a height of 10 m, a crest width of 10 m, including two traffic lanes of 3.5 m each exposed to moisture ingress due to flood | Floods | Water Intensity Measure (WIM) | 0
0.12 | F7.15a | Highways | Granular symmetrical embankment with a height of 10 m, a crest width of 10 m, including two traffic lanes of 3.5 m each exposed to moisture ingress due to flood | Floods | Water Intensity Measure (WIM) | 0
0.14 | F7.15a | Highways | Granular symmetrical embankment with a height of 10 m, a crest width of 10 m, including two traffic lanes of 3.5 m each exposed to moisture ingress due to flood | Floods | Water Intensity Measure (WIM) | 0.002
0.16 | F7.15a | Highways | Granular symmetrical embankment with a height of 10 m, a crest width of 10 m, including two traffic lanes of 3.5 m each exposed to moisture ingress due to flood | Floods | Water Intensity Measure (WIM) | 0.002
0.18 | F7.15a | Highways | Granular symmetrical embankment with a height of 10 m, a crest width of 10 m, including two traffic lanes of 3.5 m each exposed to moisture ingress due to flood | Floods | Water Intensity Measure (WIM) | 0.002
0.2 | F7.15a | Highways | Granular symmetrical embankment with a height of 10 m, a crest width of 10 m, including two traffic lanes of 3.5 m each exposed to moisture ingress due to flood | Floods | Water Intensity Measure (WIM) | 0.003
0.22 | F7.15a | Highways | Granular symmetrical embankment with a height of 10 m, a crest width of 10 m, including two traffic lanes of 3.5 m each exposed to moisture ingress due to flood | Floods | Water Intensity Measure (WIM) | 0.005
0.24 | F7.15a | Highways | Granular symmetrical embankment with a height of 10 m, a crest width of 10 m, including two traffic lanes of 3.5 m each exposed to moisture ingress due to flood | Floods | Water Intensity Measure (WIM) | 0.007
0.26 | F7.15a | Highways | Granular symmetrical embankment with a height of 10 m, a crest width of 10 m, including two traffic lanes of 3.5 m each exposed to moisture ingress due to flood | Floods | Water Intensity Measure (WIM) | 0.01
0.28 | F7.15a | Highways | Granular symmetrical embankment with a height of 10 m, a crest width of 10 m, including two traffic lanes of 3.5 m each exposed to moisture ingress due to flood | Floods | Water Intensity Measure (WIM) | 0.012
0.3 | F7.15a | Highways | Granular symmetrical embankment with a height of 10 m, a crest width of 10 m, including two traffic lanes of 3.5 m each exposed to moisture ingress due to flood | Floods | Water Intensity Measure (WIM) | 0.016
0.32 | F7.15a | Highways | Granular symmetrical embankment with a height of 10 m, a crest width of 10 m, including two traffic lanes of 3.5 m each exposed to moisture ingress due to flood | Floods | Water Intensity Measure (WIM) | 0.021
0.34 | F7.15a | Highways | Granular symmetrical embankment with a height of 10 m, a crest width of 10 m, including two traffic lanes of 3.5 m each exposed to moisture ingress due to flood | Floods | Water Intensity Measure (WIM) | 0.025
0.36 | F7.15a | Highways | Granular symmetrical embankment with a height of 10 m, a crest width of 10 m, including two traffic lanes of 3.5 m each exposed to moisture ingress due to flood | Floods | Water Intensity Measure (WIM) | 0.031
0.38 | F7.15a | Highways | Granular symmetrical embankment with a height of 10 m, a crest width of 10 m, including two traffic lanes of 3.5 m each exposed to moisture ingress due to flood | Floods | Water Intensity Measure (WIM) | 0.038
0.4 | F7.15a | Highways | Granular symmetrical embankment with a height of 10 m, a crest width of 10 m, including two traffic lanes of 3.5 m each exposed to moisture ingress due to flood | Floods | Water Intensity Measure (WIM) | 0.044
0.42 | F7.15a | Highways | Granular symmetrical embankment with a height of 10 m, a crest width of 10 m, including two traffic lanes of 3.5 m each exposed to moisture ingress due to flood | Floods | Water Intensity Measure (WIM) | 0.051
0.44 | F7.15a | Highways | Granular symmetrical embankment with a height of 10 m, a crest width of 10 m, including two traffic lanes of 3.5 m each exposed to moisture ingress due to flood | Floods | Water Intensity Measure (WIM) | 0.059
0.46 | F7.15a | Highways | Granular symmetrical embankment with a height of 10 m, a crest width of 10 m, including two traffic lanes of 3.5 m each exposed to moisture ingress due to flood | Floods | Water Intensity Measure (WIM) | 0.067
0.48 | F7.15a | Highways | Granular symmetrical embankment with a height of 10 m, a crest width of 10 m, including two traffic lanes of 3.5 m each exposed to moisture ingress due to flood | Floods | Water Intensity Measure (WIM) | 0.074
0.5 | F7.15a | Highways | Granular symmetrical embankment with a height of 10 m, a crest width of 10 m, including two traffic lanes of 3.5 m each exposed to moisture ingress due to flood | Floods | Water Intensity Measure (WIM) | 0.082
0.52 | F7.15a | Highways | Granular symmetrical embankment with a height of 10 m, a crest width of 10 m, including two traffic lanes of 3.5 m each exposed to moisture ingress due to flood | Floods | Water Intensity Measure (WIM) | 0.09
0.54 | F7.15a | Highways | Granular symmetrical embankment with a height of 10 m, a crest width of 10 m, including two traffic lanes of 3.5 m each exposed to moisture ingress due to flood | Floods | Water Intensity Measure (WIM) | 0.099
0.56 | F7.15a | Highways | Granular symmetrical embankment with a height of 10 m, a crest width of 10 m, including two traffic lanes of 3.5 m each exposed to moisture ingress due to flood | Floods | Water Intensity Measure (WIM) | 0.108
0.58 | F7.15a | Highways | Granular symmetrical embankment with a height of 10 m, a crest width of 10 m, including two traffic lanes of 3.5 m each exposed to moisture ingress due to flood | Floods | Water Intensity Measure (WIM) | 0.117
0.6 | F7.15a | Highways | Granular symmetrical embankment with a height of 10 m, a crest width of 10 m, including two traffic lanes of 3.5 m each exposed to moisture ingress due to flood | Floods | Water Intensity Measure (WIM) | 0.126
0.62 | F7.15a | Highways | Granular symmetrical embankment with a height of 10 m, a crest width of 10 m, including two traffic lanes of 3.5 m each exposed to moisture ingress due to flood | Floods | Water Intensity Measure (WIM) | 0.135
0.64 | F7.15a | Highways | Granular symmetrical embankment with a height of 10 m, a crest width of 10 m, including two traffic lanes of 3.5 m each exposed to moisture ingress due to flood | Floods | Water Intensity Measure (WIM) | 0.144
0.66 | F7.15a | Highways | Granular symmetrical embankment with a height of 10 m, a crest width of 10 m, including two traffic lanes of 3.5 m each exposed to moisture ingress due to flood | Floods | Water Intensity Measure (WIM) | 0.153
0.68 | F7.15a | Highways | Granular symmetrical embankment with a height of 10 m, a crest width of 10 m, including two traffic lanes of 3.5 m each exposed to moisture ingress due to flood | Floods | Water Intensity Measure (WIM) | 0.163
0.7 | F7.15a | Highways | Granular symmetrical embankment with a height of 10 m, a crest width of 10 m, including two traffic lanes of 3.5 m each exposed to moisture ingress due to flood | Floods | Water Intensity Measure (WIM) | 0.172
0.72 | F7.15a | Highways | Granular symmetrical embankment with a height of 10 m, a crest width of 10 m, including two traffic lanes of 3.5 m each exposed to moisture ingress due to flood | Floods | Water Intensity Measure (WIM) | 0.183
0.74 | F7.15a | Highways | Granular symmetrical embankment with a height of 10 m, a crest width of 10 m, including two traffic lanes of 3.5 m each exposed to moisture ingress due to flood | Floods | Water Intensity Measure (WIM) | 0.193
0.76 | F7.15a | Highways | Granular symmetrical embankment with a height of 10 m, a crest width of 10 m, including two traffic lanes of 3.5 m each exposed to moisture ingress due to flood | Floods | Water Intensity Measure (WIM) | 0.203
0.78 | F7.15a | Highways | Granular symmetrical embankment with a height of 10 m, a crest width of 10 m, including two traffic lanes of 3.5 m each exposed to moisture ingress due to flood | Floods | Water Intensity Measure (WIM) | 0.213
0.8 | F7.15a | Highways | Granular symmetrical embankment with a height of 10 m, a crest width of 10 m, including two traffic lanes of 3.5 m each exposed to moisture ingress due to flood | Floods | Water Intensity Measure (WIM) | 0.224
0.82 | F7.15a | Highways | Granular symmetrical embankment with a height of 10 m, a crest width of 10 m, including two traffic lanes of 3.5 m each exposed to moisture ingress due to flood | Floods | Water Intensity Measure (WIM) | 0.234
0.84 | F7.15a | Highways | Granular symmetrical embankment with a height of 10 m, a crest width of 10 m, including two traffic lanes of 3.5 m each exposed to moisture ingress due to flood | Floods | Water Intensity Measure (WIM) | 0.244
0.86 | F7.15a | Highways | Granular symmetrical embankment with a height of 10 m, a crest width of 10 m, including two traffic lanes of 3.5 m each exposed to moisture ingress due to flood | Floods | Water Intensity Measure (WIM) | 0.255
0.88 | F7.15a | Highways | Granular symmetrical embankment with a height of 10 m, a crest width of 10 m, including two traffic lanes of 3.5 m each exposed to moisture ingress due to flood | Floods | Water Intensity Measure (WIM) | 0.265
0.9 | F7.15a | Highways | Granular symmetrical embankment with a height of 10 m, a crest width of 10 m, including two traffic lanes of 3.5 m each exposed to moisture ingress due to flood | Floods | Water Intensity Measure (WIM) | 0.276
0.92 | F7.15a | Highways | Granular symmetrical embankment with a height of 10 m, a crest width of 10 m, including two traffic lanes of 3.5 m each exposed to moisture ingress due to flood | Floods | Water Intensity Measure (WIM) | 0.287
0.94 | F7.15a | Highways | Granular symmetrical embankment with a height of 10 m, a crest width of 10 m, including two traffic lanes of 3.5 m each exposed to moisture ingress due to flood | Floods | Water Intensity Measure (WIM) | 0.298
0.96 | F7.15a | Highways | Granular symmetrical embankment with a height of 10 m, a crest width of 10 m, including two traffic lanes of 3.5 m each exposed to moisture ingress due to flood | Floods | Water Intensity Measure (WIM) | 0.309
0.98 | F7.15a | Highways | Granular symmetrical embankment with a height of 10 m, a crest width of 10 m, including two traffic lanes of 3.5 m each exposed to moisture ingress due to flood | Floods | Water Intensity Measure (WIM) | 0.317
1 | F7.15a | Highways | Granular symmetrical embankment with a height of 10 m, a crest width of 10 m, including two traffic lanes of 3.5 m each exposed to moisture ingress due to flood | Floods | Water Intensity Measure (WIM) | 0.326
0 | F7.15b | Highways | Granular symmetrical embankment with a height of 10 m, a crest width of 10 m, including two traffic lanes of 3.5 m each exposed to moisture ingress due to flood | Floods | Water Intensity Measure (WIM) | 0
0.02 | F7.15b | Highways | Granular symmetrical embankment with a height of 10 m, a crest width of 10 m, including two traffic lanes of 3.5 m each exposed to moisture ingress due to flood | Floods | Water Intensity Measure (WIM) | 0
0.04 | F7.15b | Highways | Granular symmetrical embankment with a height of 10 m, a crest width of 10 m, including two traffic lanes of 3.5 m each exposed to moisture ingress due to flood | Floods | Water Intensity Measure (WIM) | 0
0.06 | F7.15b | Highways | Granular symmetrical embankment with a height of 10 m, a crest width of 10 m, including two traffic lanes of 3.5 m each exposed to moisture ingress due to flood | Floods | Water Intensity Measure (WIM) | 0
0.08 | F7.15b | Highways | Granular symmetrical embankment with a height of 10 m, a crest width of 10 m, including two traffic lanes of 3.5 m each exposed to moisture ingress due to flood | Floods | Water Intensity Measure (WIM) | 0.002
0.1 | F7.15b | Highways | Granular symmetrical embankment with a height of 10 m, a crest width of 10 m, including two traffic lanes of 3.5 m each exposed to moisture ingress due to flood | Floods | Water Intensity Measure (WIM) | 0.002
0.12 | F7.15b | Highways | Granular symmetrical embankment with a height of 10 m, a crest width of 10 m, including two traffic lanes of 3.5 m each exposed to moisture ingress due to flood | Floods | Water Intensity Measure (WIM) | 0.002
0.14 | F7.15b | Highways | Granular symmetrical embankment with a height of 10 m, a crest width of 10 m, including two traffic lanes of 3.5 m each exposed to moisture ingress due to flood | Floods | Water Intensity Measure (WIM) | 0.002
0.16 | F7.15b | Highways | Granular symmetrical embankment with a height of 10 m, a crest width of 10 m, including two traffic lanes of 3.5 m each exposed to moisture ingress due to flood | Floods | Water Intensity Measure (WIM) | 0.003
0.18 | F7.15b | Highways | Granular symmetrical embankment with a height of 10 m, a crest width of 10 m, including two traffic lanes of 3.5 m each exposed to moisture ingress due to flood | Floods | Water Intensity Measure (WIM) | 0.005
0.2 | F7.15b | Highways | Granular symmetrical embankment with a height of 10 m, a crest width of 10 m, including two traffic lanes of 3.5 m each exposed to moisture ingress due to flood | Floods | Water Intensity Measure (WIM) | 0.008
0.22 | F7.15b | Highways | Granular symmetrical embankment with a height of 10 m, a crest width of 10 m, including two traffic lanes of 3.5 m each exposed to moisture ingress due to flood | Floods | Water Intensity Measure (WIM) | 0.01
0.24 | F7.15b | Highways | Granular symmetrical embankment with a height of 10 m, a crest width of 10 m, including two traffic lanes of 3.5 m each exposed to moisture ingress due to flood | Floods | Water Intensity Measure (WIM) | 0.014
0.26 | F7.15b | Highways | Granular symmetrical embankment with a height of 10 m, a crest width of 10 m, including two traffic lanes of 3.5 m each exposed to moisture ingress due to flood | Floods | Water Intensity Measure (WIM) | 0.019
0.28 | F7.15b | Highways | Granular symmetrical embankment with a height of 10 m, a crest width of 10 m, including two traffic lanes of 3.5 m each exposed to moisture ingress due to flood | Floods | Water Intensity Measure (WIM) | 0.023
0.3 | F7.15b | Highways | Granular symmetrical embankment with a height of 10 m, a crest width of 10 m, including two traffic lanes of 3.5 m each exposed to moisture ingress due to flood | Floods | Water Intensity Measure (WIM) | 0.029
0.32 | F7.15b | Highways | Granular symmetrical embankment with a height of 10 m, a crest width of 10 m, including two traffic lanes of 3.5 m each exposed to moisture ingress due to flood | Floods | Water Intensity Measure (WIM) | 0.035
0.34 | F7.15b | Highways | Granular symmetrical embankment with a height of 10 m, a crest width of 10 m, including two traffic lanes of 3.5 m each exposed to moisture ingress due to flood | Floods | Water Intensity Measure (WIM) | 0.042
0.36 | F7.15b | Highways | Granular symmetrical embankment with a height of 10 m, a crest width of 10 m, including two traffic lanes of 3.5 m each exposed to moisture ingress due to flood | Floods | Water Intensity Measure (WIM) | 0.049
0.38 | F7.15b | Highways | Granular symmetrical embankment with a height of 10 m, a crest width of 10 m, including two traffic lanes of 3.5 m each exposed to moisture ingress due to flood | Floods | Water Intensity Measure (WIM) | 0.057
0.4 | F7.15b | Highways | Granular symmetrical embankment with a height of 10 m, a crest width of 10 m, including two traffic lanes of 3.5 m each exposed to moisture ingress due to flood | Floods | Water Intensity Measure (WIM) | 0.065
0.42 | F7.15b | Highways | Granular symmetrical embankment with a height of 10 m, a crest width of 10 m, including two traffic lanes of 3.5 m each exposed to moisture ingress due to flood | Floods | Water Intensity Measure (WIM) | 0.075
0.44 | F7.15b | Highways | Granular symmetrical embankment with a height of 10 m, a crest width of 10 m, including two traffic lanes of 3.5 m each exposed to moisture ingress due to flood | Floods | Water Intensity Measure (WIM) | 0.086
0.46 | F7.15b | Highways | Granular symmetrical embankment with a height of 10 m, a crest width of 10 m, including two traffic lanes of 3.5 m each exposed to moisture ingress due to flood | Floods | Water Intensity Measure (WIM) | 0.096
0.48 | F7.15b | Highways | Granular symmetrical embankment with a height of 10 m, a crest width of 10 m, including two traffic lanes of 3.5 m each exposed to moisture ingress due to flood | Floods | Water Intensity Measure (WIM) | 0.107
0.5 | F7.15b | Highways | Granular symmetrical embankment with a height of 10 m, a crest width of 10 m, including two traffic lanes of 3.5 m each exposed to moisture ingress due to flood | Floods | Water Intensity Measure (WIM) | 0.117
0.52 | F7.15b | Highways | Granular symmetrical embankment with a height of 10 m, a crest width of 10 m, including two traffic lanes of 3.5 m each exposed to moisture ingress due to flood | Floods | Water Intensity Measure (WIM) | 0.128
0.54 | F7.15b | Highways | Granular symmetrical embankment with a height of 10 m, a crest width of 10 m, including two traffic lanes of 3.5 m each exposed to moisture ingress due to flood | Floods | Water Intensity Measure (WIM) | 0.138
0.56 | F7.15b | Highways | Granular symmetrical embankment with a height of 10 m, a crest width of 10 m, including two traffic lanes of 3.5 m each exposed to moisture ingress due to flood | Floods | Water Intensity Measure (WIM) | 0.149
0.58 | F7.15b | Highways | Granular symmetrical embankment with a height of 10 m, a crest width of 10 m, including two traffic lanes of 3.5 m each exposed to moisture ingress due to flood | Floods | Water Intensity Measure (WIM) | 0.159
0.6 | F7.15b | Highways | Granular symmetrical embankment with a height of 10 m, a crest width of 10 m, including two traffic lanes of 3.5 m each exposed to moisture ingress due to flood | Floods | Water Intensity Measure (WIM) | 0.17
0.62 | F7.15b | Highways | Granular symmetrical embankment with a height of 10 m, a crest width of 10 m, including two traffic lanes of 3.5 m each exposed to moisture ingress due to flood | Floods | Water Intensity Measure (WIM) | 0.18
0.64 | F7.15b | Highways | Granular symmetrical embankment with a height of 10 m, a crest width of 10 m, including two traffic lanes of 3.5 m each exposed to moisture ingress due to flood | Floods | Water Intensity Measure (WIM) | 0.191
0.66 | F7.15b | Highways | Granular symmetrical embankment with a height of 10 m, a crest width of 10 m, including two traffic lanes of 3.5 m each exposed to moisture ingress due to flood | Floods | Water Intensity Measure (WIM) | 0.203
0.68 | F7.15b | Highways | Granular symmetrical embankment with a height of 10 m, a crest width of 10 m, including two traffic lanes of 3.5 m each exposed to moisture ingress due to flood | Floods | Water Intensity Measure (WIM) | 0.215
0.7 | F7.15b | Highways | Granular symmetrical embankment with a height of 10 m, a crest width of 10 m, including two traffic lanes of 3.5 m each exposed to moisture ingress due to flood | Floods | Water Intensity Measure (WIM) | 0.227
0.72 | F7.15b | Highways | Granular symmetrical embankment with a height of 10 m, a crest width of 10 m, including two traffic lanes of 3.5 m each exposed to moisture ingress due to flood | Floods | Water Intensity Measure (WIM) | 0.239
0.74 | F7.15b | Highways | Granular symmetrical embankment with a height of 10 m, a crest width of 10 m, including two traffic lanes of 3.5 m each exposed to moisture ingress due to flood | Floods | Water Intensity Measure (WIM) | 0.251
0.76 | F7.15b | Highways | Granular symmetrical embankment with a height of 10 m, a crest width of 10 m, including two traffic lanes of 3.5 m each exposed to moisture ingress due to flood | Floods | Water Intensity Measure (WIM) | 0.263
0.78 | F7.15b | Highways | Granular symmetrical embankment with a height of 10 m, a crest width of 10 m, including two traffic lanes of 3.5 m each exposed to moisture ingress due to flood | Floods | Water Intensity Measure (WIM) | 0.275
0.8 | F7.15b | Highways | Granular symmetrical embankment with a height of 10 m, a crest width of 10 m, including two traffic lanes of 3.5 m each exposed to moisture ingress due to flood | Floods | Water Intensity Measure (WIM) | 0.287
0.82 | F7.15b | Highways | Granular symmetrical embankment with a height of 10 m, a crest width of 10 m, including two traffic lanes of 3.5 m each exposed to moisture ingress due to flood | Floods | Water Intensity Measure (WIM) | 0.299
0.84 | F7.15b | Highways | Granular symmetrical embankment with a height of 10 m, a crest width of 10 m, including two traffic lanes of 3.5 m each exposed to moisture ingress due to flood | Floods | Water Intensity Measure (WIM) | 0.31
0.86 | F7.15b | Highways | Granular symmetrical embankment with a height of 10 m, a crest width of 10 m, including two traffic lanes of 3.5 m each exposed to moisture ingress due to flood | Floods | Water Intensity Measure (WIM) | 0.321
0.88 | F7.15b | Highways | Granular symmetrical embankment with a height of 10 m, a crest width of 10 m, including two traffic lanes of 3.5 m each exposed to moisture ingress due to flood | Floods | Water Intensity Measure (WIM) | 0.333
0.9 | F7.15b | Highways | Granular symmetrical embankment with a height of 10 m, a crest width of 10 m, including two traffic lanes of 3.5 m each exposed to moisture ingress due to flood | Floods | Water Intensity Measure (WIM) | 0.344
0.92 | F7.15b | Highways | Granular symmetrical embankment with a height of 10 m, a crest width of 10 m, including two traffic lanes of 3.5 m each exposed to moisture ingress due to flood | Floods | Water Intensity Measure (WIM) | 0.356
0.94 | F7.15b | Highways | Granular symmetrical embankment with a height of 10 m, a crest width of 10 m, including two traffic lanes of 3.5 m each exposed to moisture ingress due to flood | Floods | Water Intensity Measure (WIM) | 0.367
0.96 | F7.15b | Highways | Granular symmetrical embankment with a height of 10 m, a crest width of 10 m, including two traffic lanes of 3.5 m each exposed to moisture ingress due to flood | Floods | Water Intensity Measure (WIM) | 0.379
0.98 | F7.15b | Highways | Granular symmetrical embankment with a height of 10 m, a crest width of 10 m, including two traffic lanes of 3.5 m each exposed to moisture ingress due to flood | Floods | Water Intensity Measure (WIM) | 0.39
1 | F7.15b | Highways | Granular symmetrical embankment with a height of 10 m, a crest width of 10 m, including two traffic lanes of 3.5 m each exposed to moisture ingress due to flood | Floods | Water Intensity Measure (WIM) | 0.4
0 | E1.1 | Power plant | Small generation facilities with anchored components | Earthquake | Peak Ground Acceleration (g) | 0
0.05 | E1.1 | Power plant | Small generation facilities with anchored components | Earthquake | Peak Ground Acceleration (g) | 0.011146
0.1 | E1.1 | Power plant | Small generation facilities with anchored components | Earthquake | Peak Ground Acceleration (g) | 0.064263
0.15 | E1.1 | Power plant | Small generation facilities with anchored components | Earthquake | Peak Ground Acceleration (g) | 0.13839
0.2 | E1.1 | Power plant | Small generation facilities with anchored components | Earthquake | Peak Ground Acceleration (g) | 0.21285
0.25 | E1.1 | Power plant | Small generation facilities with anchored components | Earthquake | Peak Ground Acceleration (g) | 0.28348
0.3 | E1.1 | Power plant | Small generation facilities with anchored components | Earthquake | Peak Ground Acceleration (g) | 0.35049
0.35 | E1.1 | Power plant | Small generation facilities with anchored components | Earthquake | Peak Ground Acceleration (g) | 0.4143
0.4 | E1.1 | Power plant | Small generation facilities with anchored components | Earthquake | Peak Ground Acceleration (g) | 0.47472
0.45 | E1.1 | Power plant | Small generation facilities with anchored components | Earthquake | Peak Ground Acceleration (g) | 0.53134
0.5 | E1.1 | Power plant | Small generation facilities with anchored components | Earthquake | Peak Ground Acceleration (g) | 0.58374
0.55 | E1.1 | Power plant | Small generation facilities with anchored components | Earthquake | Peak Ground Acceleration (g) | 0.63168
0.6 | E1.1 | Power plant | Small generation facilities with anchored components | Earthquake | Peak Ground Acceleration (g) | 0.67508
0.65 | E1.1 | Power plant | Small generation facilities with anchored components | Earthquake | Peak Ground Acceleration (g) | 0.71404
0.7 | E1.1 | Power plant | Small generation facilities with anchored components | Earthquake | Peak Ground Acceleration (g) | 0.74879
0.75 | E1.1 | Power plant | Small generation facilities with anchored components | Earthquake | Peak Ground Acceleration (g) | 0.77961
0.8 | E1.1 | Power plant | Small generation facilities with anchored components | Earthquake | Peak Ground Acceleration (g) | 0.80683
0.85 | E1.1 | Power plant | Small generation facilities with anchored components | Earthquake | Peak Ground Acceleration (g) | 0.83079
0.9 | E1.1 | Power plant | Small generation facilities with anchored components | Earthquake | Peak Ground Acceleration (g) | 0.85183
0.95 | E1.1 | Power plant | Small generation facilities with anchored components | Earthquake | Peak Ground Acceleration (g) | 0.87027
1 | E1.1 | Power plant | Small generation facilities with anchored components | Earthquake | Peak Ground Acceleration (g) | 0.8864
1.05 | E1.1 | Power plant | Small generation facilities with anchored components | Earthquake | Peak Ground Acceleration (g) | 0.9005
1.1 | E1.1 | Power plant | Small generation facilities with anchored components | Earthquake | Peak Ground Acceleration (g) | 0.91282
1.15 | E1.1 | Power plant | Small generation facilities with anchored components | Earthquake | Peak Ground Acceleration (g) | 0.92358
1.2 | E1.1 | Power plant | Small generation facilities with anchored components | Earthquake | Peak Ground Acceleration (g) | 0.93297
1.25 | E1.1 | Power plant | Small generation facilities with anchored components | Earthquake | Peak Ground Acceleration (g) | 0.94118
1.3 | E1.1 | Power plant | Small generation facilities with anchored components | Earthquake | Peak Ground Acceleration (g) | 0.94834
1.35 | E1.1 | Power plant | Small generation facilities with anchored components | Earthquake | Peak Ground Acceleration (g) | 0.9546
1.4 | E1.1 | Power plant | Small generation facilities with anchored components | Earthquake | Peak Ground Acceleration (g) | 0.96006
1.45 | E1.1 | Power plant | Small generation facilities with anchored components | Earthquake | Peak Ground Acceleration (g) | 0.96485
1.5 | E1.1 | Power plant | Small generation facilities with anchored components | Earthquake | Peak Ground Acceleration (g) | 0.96903
1.55 | E1.1 | Power plant | Small generation facilities with anchored components | Earthquake | Peak Ground Acceleration (g) | 0.97269
1.6 | E1.1 | Power plant | Small generation facilities with anchored components | Earthquake | Peak Ground Acceleration (g) | 0.9759
1.65 | E1.1 | Power plant | Small generation facilities with anchored components | Earthquake | Peak Ground Acceleration (g) | 0.97871
1.7 | E1.1 | Power plant | Small generation facilities with anchored components | Earthquake | Peak Ground Acceleration (g) | 0.98118
1.75 | E1.1 | Power plant | Small generation facilities with anchored components | Earthquake | Peak Ground Acceleration (g) | 0.98335
1.8 | E1.1 | Power plant | Small generation facilities with anchored components | Earthquake | Peak Ground Acceleration (g) | 0.98525
1.85 | E1.1 | Power plant | Small generation facilities with anchored components | Earthquake | Peak Ground Acceleration (g) | 0.98692
1.9 | E1.1 | Power plant | Small generation facilities with anchored components | Earthquake | Peak Ground Acceleration (g) | 0.9884
1.95 | E1.1 | Power plant | Small generation facilities with anchored components | Earthquake | Peak Ground Acceleration (g) | 0.9897
2 | E1.1 | Power plant | Small generation facilities with anchored components | Earthquake | Peak Ground Acceleration (g) | 0.99084
2.05 | E1.1 | Power plant | Small generation facilities with anchored components | Earthquake | Peak Ground Acceleration (g) | 0.99185
2.1 | E1.1 | Power plant | Small generation facilities with anchored components | Earthquake | Peak Ground Acceleration (g) | 0.99275
2.15 | E1.1 | Power plant | Small generation facilities with anchored components | Earthquake | Peak Ground Acceleration (g) | 0.99354
2.2 | E1.1 | Power plant | Small generation facilities with anchored components | Earthquake | Peak Ground Acceleration (g) | 0.99423
2.25 | E1.1 | Power plant | Small generation facilities with anchored components | Earthquake | Peak Ground Acceleration (g) | 0.99485
2.3 | E1.1 | Power plant | Small generation facilities with anchored components | Earthquake | Peak Ground Acceleration (g) | 0.9954
2.35 | E1.1 | Power plant | Small generation facilities with anchored components | Earthquake | Peak Ground Acceleration (g) | 0.99589
2.4 | E1.1 | Power plant | Small generation facilities with anchored components | Earthquake | Peak Ground Acceleration (g) | 0.99632
2.45 | E1.1 | Power plant | Small generation facilities with anchored components | Earthquake | Peak Ground Acceleration (g) | 0.9967
2.5 | E1.1 | Power plant | Small generation facilities with anchored components | Earthquake | Peak Ground Acceleration (g) | 0.99704
2.55 | E1.1 | Power plant | Small generation facilities with anchored components | Earthquake | Peak Ground Acceleration (g) | 0.99735
2.6 | E1.1 | Power plant | Small generation facilities with anchored components | Earthquake | Peak Ground Acceleration (g) | 0.99762
2.65 | E1.1 | Power plant | Small generation facilities with anchored components | Earthquake | Peak Ground Acceleration (g) | 0.99786
2.7 | E1.1 | Power plant | Small generation facilities with anchored components | Earthquake | Peak Ground Acceleration (g) | 0.99808
2.75 | E1.1 | Power plant | Small generation facilities with anchored components | Earthquake | Peak Ground Acceleration (g) | 0.99827
2.8 | E1.1 | Power plant | Small generation facilities with anchored components | Earthquake | Peak Ground Acceleration (g) | 0.99844
2.85 | E1.1 | Power plant | Small generation facilities with anchored components | Earthquake | Peak Ground Acceleration (g) | 0.99859
2.9 | E1.1 | Power plant | Small generation facilities with anchored components | Earthquake | Peak Ground Acceleration (g) | 0.99873
2.95 | E1.1 | Power plant | Small generation facilities with anchored components | Earthquake | Peak Ground Acceleration (g) | 0.99886
3 | E1.1 | Power plant | Small generation facilities with anchored components | Earthquake | Peak Ground Acceleration (g) | 0.99897
3.05 | E1.1 | Power plant | Small generation facilities with anchored components | Earthquake | Peak Ground Acceleration (g) | 0.99907
3.1 | E1.1 | Power plant | Small generation facilities with anchored components | Earthquake | Peak Ground Acceleration (g) | 0.99915
3.15 | E1.1 | Power plant | Small generation facilities with anchored components | Earthquake | Peak Ground Acceleration (g) | 0.99923
3.2 | E1.1 | Power plant | Small generation facilities with anchored components | Earthquake | Peak Ground Acceleration (g) | 0.99931
3.25 | E1.1 | Power plant | Small generation facilities with anchored components | Earthquake | Peak Ground Acceleration (g) | 0.99937
3.3 | E1.1 | Power plant | Small generation facilities with anchored components | Earthquake | Peak Ground Acceleration (g) | 0.99943
3.35 | E1.1 | Power plant | Small generation facilities with anchored components | Earthquake | Peak Ground Acceleration (g) | 0.99948
3.4 | E1.1 | Power plant | Small generation facilities with anchored components | Earthquake | Peak Ground Acceleration (g) | 0.99953
3.45 | E1.1 | Power plant | Small generation facilities with anchored components | Earthquake | Peak Ground Acceleration (g) | 0.99957
3.5 | E1.1 | Power plant | Small generation facilities with anchored components | Earthquake | Peak Ground Acceleration (g) | 0.99961
3.55 | E1.1 | Power plant | Small generation facilities with anchored components | Earthquake | Peak Ground Acceleration (g) | 0.99965
3.6 | E1.1 | Power plant | Small generation facilities with anchored components | Earthquake | Peak Ground Acceleration (g) | 0.99968
3.65 | E1.1 | Power plant | Small generation facilities with anchored components | Earthquake | Peak Ground Acceleration (g) | 0.99971
3.7 | E1.1 | Power plant | Small generation facilities with anchored components | Earthquake | Peak Ground Acceleration (g) | 0.99973
3.75 | E1.1 | Power plant | Small generation facilities with anchored components | Earthquake | Peak Ground Acceleration (g) | 0.99976
3.8 | E1.1 | Power plant | Small generation facilities with anchored components | Earthquake | Peak Ground Acceleration (g) | 0.99978
3.85 | E1.1 | Power plant | Small generation facilities with anchored components | Earthquake | Peak Ground Acceleration (g) | 0.9998
3.9 | E1.1 | Power plant | Small generation facilities with anchored components | Earthquake | Peak Ground Acceleration (g) | 0.99981
3.95 | E1.1 | Power plant | Small generation facilities with anchored components | Earthquake | Peak Ground Acceleration (g) | 0.99983
4 | E1.1 | Power plant | Small generation facilities with anchored components | Earthquake | Peak Ground Acceleration (g) | 0.99985
0 | E1.1a | Power plant | Small generation facilities with anchored components | Earthquake | Peak Ground Acceleration (g) | 0
0.05 | E1.1a | Power plant | Small generation facilities with anchored components | Earthquake | Peak Ground Acceleration (g) | 0.0018759
0.1 | E1.1a | Power plant | Small generation facilities with anchored components | Earthquake | Peak Ground Acceleration (g) | 0.017635
0.15 | E1.1a | Power plant | Small generation facilities with anchored components | Earthquake | Peak Ground Acceleration (g) | 0.048239
0.2 | E1.1a | Power plant | Small generation facilities with anchored components | Earthquake | Peak Ground Acceleration (g) | 0.085307
0.25 | E1.1a | Power plant | Small generation facilities with anchored components | Earthquake | Peak Ground Acceleration (g) | 0.12551
0.3 | E1.1a | Power plant | Small generation facilities with anchored components | Earthquake | Peak Ground Acceleration (g) | 0.16821
0.35 | E1.1a | Power plant | Small generation facilities with anchored components | Earthquake | Peak Ground Acceleration (g) | 0.21292
0.4 | E1.1a | Power plant | Small generation facilities with anchored components | Earthquake | Peak Ground Acceleration (g) | 0.2588
0.45 | E1.1a | Power plant | Small generation facilities with anchored components | Earthquake | Peak Ground Acceleration (g) | 0.30478
0.5 | E1.1a | Power plant | Small generation facilities with anchored components | Earthquake | Peak Ground Acceleration (g) | 0.34985
0.55 | E1.1a | Power plant | Small generation facilities with anchored components | Earthquake | Peak Ground Acceleration (g) | 0.39315
0.6 | E1.1a | Power plant | Small generation facilities with anchored components | Earthquake | Peak Ground Acceleration (g) | 0.43408
0.65 | E1.1a | Power plant | Small generation facilities with anchored components | Earthquake | Peak Ground Acceleration (g) | 0.47224
0.7 | E1.1a | Power plant | Small generation facilities with anchored components | Earthquake | Peak Ground Acceleration (g) | 0.50742
0.75 | E1.1a | Power plant | Small generation facilities with anchored components | Earthquake | Peak Ground Acceleration (g) | 0.53954
0.8 | E1.1a | Power plant | Small generation facilities with anchored components | Earthquake | Peak Ground Acceleration (g) | 0.56866
0.85 | E1.1a | Power plant | Small generation facilities with anchored components | Earthquake | Peak Ground Acceleration (g) | 0.59489
0.9 | E1.1a | Power plant | Small generation facilities with anchored components | Earthquake | Peak Ground Acceleration (g) | 0.6184
0.95 | E1.1a | Power plant | Small generation facilities with anchored components | Earthquake | Peak Ground Acceleration (g) | 0.63939
1 | E1.1a | Power plant | Small generation facilities with anchored components | Earthquake | Peak Ground Acceleration (g) | 0.65807
1.05 | E1.1a | Power plant | Small generation facilities with anchored components | Earthquake | Peak Ground Acceleration (g) | 0.67464
1.1 | E1.1a | Power plant | Small generation facilities with anchored components | Earthquake | Peak Ground Acceleration (g) | 0.68932
1.15 | E1.1a | Power plant | Small generation facilities with anchored components | Earthquake | Peak Ground Acceleration (g) | 0.70229
1.2 | E1.1a | Power plant | Small generation facilities with anchored components | Earthquake | Peak Ground Acceleration (g) | 0.71375
1.25 | E1.1a | Power plant | Small generation facilities with anchored components | Earthquake | Peak Ground Acceleration (g) | 0.72385
1.3 | E1.1a | Power plant | Small generation facilities with anchored components | Earthquake | Peak Ground Acceleration (g) | 0.73276
1.35 | E1.1a | Power plant | Small generation facilities with anchored components | Earthquake | Peak Ground Acceleration (g) | 0.7406
1.4 | E1.1a | Power plant | Small generation facilities with anchored components | Earthquake | Peak Ground Acceleration (g) | 0.74751
1.45 | E1.1a | Power plant | Small generation facilities with anchored components | Earthquake | Peak Ground Acceleration (g) | 0.7536
1.5 | E1.1a | Power plant | Small generation facilities with anchored components | Earthquake | Peak Ground Acceleration (g) | 0.75896
1.55 | E1.1a | Power plant | Small generation facilities with anchored components | Earthquake | Peak Ground Acceleration (g) | 0.76368
1.6 | E1.1a | Power plant | Small generation facilities with anchored components | Earthquake | Peak Ground Acceleration (g) | 0.76783
1.65 | E1.1a | Power plant | Small generation facilities with anchored components | Earthquake | Peak Ground Acceleration (g) | 0.77149
1.7 | E1.1a | Power plant | Small generation facilities with anchored components | Earthquake | Peak Ground Acceleration (g) | 0.77472
1.75 | E1.1a | Power plant | Small generation facilities with anchored components | Earthquake | Peak Ground Acceleration (g) | 0.77757
1.8 | E1.1a | Power plant | Small generation facilities with anchored components | Earthquake | Peak Ground Acceleration (g) | 0.78008
1.85 | E1.1a | Power plant | Small generation facilities with anchored components | Earthquake | Peak Ground Acceleration (g) | 0.7823
1.9 | E1.1a | Power plant | Small generation facilities with anchored components | Earthquake | Peak Ground Acceleration (g) | 0.78426
1.95 | E1.1a | Power plant | Small generation facilities with anchored components | Earthquake | Peak Ground Acceleration (g) | 0.78599
2 | E1.1a | Power plant | Small generation facilities with anchored components | Earthquake | Peak Ground Acceleration (g) | 0.78752
2.05 | E1.1a | Power plant | Small generation facilities with anchored components | Earthquake | Peak Ground Acceleration (g) | 0.78888
2.1 | E1.1a | Power plant | Small generation facilities with anchored components | Earthquake | Peak Ground Acceleration (g) | 0.79008
2.15 | E1.1a | Power plant | Small generation facilities with anchored components | Earthquake | Peak Ground Acceleration (g) | 0.79114
2.2 | E1.1a | Power plant | Small generation facilities with anchored components | Earthquake | Peak Ground Acceleration (g) | 0.79209
2.25 | E1.1a | Power plant | Small generation facilities with anchored components | Earthquake | Peak Ground Acceleration (g) | 0.79293
2.3 | E1.1a | Power plant | Small generation facilities with anchored components | Earthquake | Peak Ground Acceleration (g) | 0.79367
2.35 | E1.1a | Power plant | Small generation facilities with anchored components | Earthquake | Peak Ground Acceleration (g) | 0.79433
2.4 | E1.1a | Power plant | Small generation facilities with anchored components | Earthquake | Peak Ground Acceleration (g) | 0.79492
2.45 | E1.1a | Power plant | Small generation facilities with anchored components | Earthquake | Peak Ground Acceleration (g) | 0.79545
2.5 | E1.1a | Power plant | Small generation facilities with anchored components | Earthquake | Peak Ground Acceleration (g) | 0.79591
2.55 | E1.1a | Power plant | Small generation facilities with anchored components | Earthquake | Peak Ground Acceleration (g) | 0.79633
2.6 | E1.1a | Power plant | Small generation facilities with anchored components | Earthquake | Peak Ground Acceleration (g) | 0.7967
2.65 | E1.1a | Power plant | Small generation facilities with anchored components | Earthquake | Peak Ground Acceleration (g) | 0.79703
2.7 | E1.1a | Power plant | Small generation facilities with anchored components | Earthquake | Peak Ground Acceleration (g) | 0.79733
2.75 | E1.1a | Power plant | Small generation facilities with anchored components | Earthquake | Peak Ground Acceleration (g) | 0.79759
2.8 | E1.1a | Power plant | Small generation facilities with anchored components | Earthquake | Peak Ground Acceleration (g) | 0.79783
2.85 | E1.1a | Power plant | Small generation facilities with anchored components | Earthquake | Peak Ground Acceleration (g) | 0.79804
2.9 | E1.1a | Power plant | Small generation facilities with anchored components | Earthquake | Peak Ground Acceleration (g) | 0.79823
2.95 | E1.1a | Power plant | Small generation facilities with anchored components | Earthquake | Peak Ground Acceleration (g) | 0.7984
3 | E1.1a | Power plant | Small generation facilities with anchored components | Earthquake | Peak Ground Acceleration (g) | 0.79856
3.05 | E1.1a | Power plant | Small generation facilities with anchored components | Earthquake | Peak Ground Acceleration (g) | 0.7987
3.1 | E1.1a | Power plant | Small generation facilities with anchored components | Earthquake | Peak Ground Acceleration (g) | 0.79882
3.15 | E1.1a | Power plant | Small generation facilities with anchored components | Earthquake | Peak Ground Acceleration (g) | 0.79893
3.2 | E1.1a | Power plant | Small generation facilities with anchored components | Earthquake | Peak Ground Acceleration (g) | 0.79903
3.25 | E1.1a | Power plant | Small generation facilities with anchored components | Earthquake | Peak Ground Acceleration (g) | 0.79912
3.3 | E1.1a | Power plant | Small generation facilities with anchored components | Earthquake | Peak Ground Acceleration (g) | 0.7992
3.35 | E1.1a | Power plant | Small generation facilities with anchored components | Earthquake | Peak Ground Acceleration (g) | 0.79928
3.4 | E1.1a | Power plant | Small generation facilities with anchored components | Earthquake | Peak Ground Acceleration (g) | 0.79934
3.45 | E1.1a | Power plant | Small generation facilities with anchored components | Earthquake | Peak Ground Acceleration (g) | 0.7994
3.5 | E1.1a | Power plant | Small generation facilities with anchored components | Earthquake | Peak Ground Acceleration (g) | 0.79946
3.55 | E1.1a | Power plant | Small generation facilities with anchored components | Earthquake | Peak Ground Acceleration (g) | 0.7995
3.6 | E1.1a | Power plant | Small generation facilities with anchored components | Earthquake | Peak Ground Acceleration (g) | 0.79955
3.65 | E1.1a | Power plant | Small generation facilities with anchored components | Earthquake | Peak Ground Acceleration (g) | 0.79959
3.7 | E1.1a | Power plant | Small generation facilities with anchored components | Earthquake | Peak Ground Acceleration (g) | 0.79962
3.75 | E1.1a | Power plant | Small generation facilities with anchored components | Earthquake | Peak Ground Acceleration (g) | 0.79966
3.8 | E1.1a | Power plant | Small generation facilities with anchored components | Earthquake | Peak Ground Acceleration (g) | 0.79969
3.85 | E1.1a | Power plant | Small generation facilities with anchored components | Earthquake | Peak Ground Acceleration (g) | 0.79971
3.9 | E1.1a | Power plant | Small generation facilities with anchored components | Earthquake | Peak Ground Acceleration (g) | 0.79974
3.95 | E1.1a | Power plant | Small generation facilities with anchored components | Earthquake | Peak Ground Acceleration (g) | 0.79976
4 | E1.1a | Power plant | Small generation facilities with anchored components | Earthquake | Peak Ground Acceleration (g) | 0.79978
0 | E1.1b | Power plant | Small generation facilities with anchored components | Earthquake | Peak Ground Acceleration (g) | 0
0.05 | E1.1b | Power plant | Small generation facilities with anchored components | Earthquake | Peak Ground Acceleration (g) | 0.019735
0.1 | E1.1b | Power plant | Small generation facilities with anchored components | Earthquake | Peak Ground Acceleration (g) | 0.097513
0.15 | E1.1b | Power plant | Small generation facilities with anchored components | Earthquake | Peak Ground Acceleration (g) | 0.18711
0.2 | E1.1b | Power plant | Small generation facilities with anchored components | Earthquake | Peak Ground Acceleration (g) | 0.26724
0.25 | E1.1b | Power plant | Small generation facilities with anchored components | Earthquake | Peak Ground Acceleration (g) | 0.33961
0.3 | E1.1b | Power plant | Small generation facilities with anchored components | Earthquake | Peak Ground Acceleration (g) | 0.40703
0.35 | E1.1b | Power plant | Small generation facilities with anchored components | Earthquake | Peak Ground Acceleration (g) | 0.47058
0.4 | E1.1b | Power plant | Small generation facilities with anchored components | Earthquake | Peak Ground Acceleration (g) | 0.53019
0.45 | E1.1b | Power plant | Small generation facilities with anchored components | Earthquake | Peak Ground Acceleration (g) | 0.58539
0.5 | E1.1b | Power plant | Small generation facilities with anchored components | Earthquake | Peak Ground Acceleration (g) | 0.6358
0.55 | E1.1b | Power plant | Small generation facilities with anchored components | Earthquake | Peak Ground Acceleration (g) | 0.68124
0.6 | E1.1b | Power plant | Small generation facilities with anchored components | Earthquake | Peak Ground Acceleration (g) | 0.72178
0.65 | E1.1b | Power plant | Small generation facilities with anchored components | Earthquake | Peak Ground Acceleration (g) | 0.75764
0.7 | E1.1b | Power plant | Small generation facilities with anchored components | Earthquake | Peak Ground Acceleration (g) | 0.78916
0.75 | E1.1b | Power plant | Small generation facilities with anchored components | Earthquake | Peak Ground Acceleration (g) | 0.81673
0.8 | E1.1b | Power plant | Small generation facilities with anchored components | Earthquake | Peak Ground Acceleration (g) | 0.84076
0.85 | E1.1b | Power plant | Small generation facilities with anchored components | Earthquake | Peak Ground Acceleration (g) | 0.86165
0.9 | E1.1b | Power plant | Small generation facilities with anchored components | Earthquake | Peak Ground Acceleration (g) | 0.87977
0.95 | E1.1b | Power plant | Small generation facilities with anchored components | Earthquake | Peak Ground Acceleration (g) | 0.89548
1 | E1.1b | Power plant | Small generation facilities with anchored components | Earthquake | Peak Ground Acceleration (g) | 0.90908
1.05 | E1.1b | Power plant | Small generation facilities with anchored components | Earthquake | Peak Ground Acceleration (g) | 0.92086
1.1 | E1.1b | Power plant | Small generation facilities with anchored components | Earthquake | Peak Ground Acceleration (g) | 0.93106
1.15 | E1.1b | Power plant | Small generation facilities with anchored components | Earthquake | Peak Ground Acceleration (g) | 0.93989
1.2 | E1.1b | Power plant | Small generation facilities with anchored components | Earthquake | Peak Ground Acceleration (g) | 0.94754
1.25 | E1.1b | Power plant | Small generation facilities with anchored components | Earthquake | Peak Ground Acceleration (g) | 0.95418
1.3 | E1.1b | Power plant | Small generation facilities with anchored components | Earthquake | Peak Ground Acceleration (g) | 0.95993
1.35 | E1.1b | Power plant | Small generation facilities with anchored components | Earthquake | Peak Ground Acceleration (g) | 0.96493
1.4 | E1.1b | Power plant | Small generation facilities with anchored components | Earthquake | Peak Ground Acceleration (g) | 0.96927
1.45 | E1.1b | Power plant | Small generation facilities with anchored components | Earthquake | Peak Ground Acceleration (g) | 0.97304
1.5 | E1.1b | Power plant | Small generation facilities with anchored components | Earthquake | Peak Ground Acceleration (g) | 0.97633
1.55 | E1.1b | Power plant | Small generation facilities with anchored components | Earthquake | Peak Ground Acceleration (g) | 0.97919
1.6 | E1.1b | Power plant | Small generation facilities with anchored components | Earthquake | Peak Ground Acceleration (g) | 0.98169
1.65 | E1.1b | Power plant | Small generation facilities with anchored components | Earthquake | Peak Ground Acceleration (g) | 0.98387
1.7 | E1.1b | Power plant | Small generation facilities with anchored components | Earthquake | Peak Ground Acceleration (g) | 0.98578
1.75 | E1.1b | Power plant | Small generation facilities with anchored components | Earthquake | Peak Ground Acceleration (g) | 0.98744
1.8 | E1.1b | Power plant | Small generation facilities with anchored components | Earthquake | Peak Ground Acceleration (g) | 0.9889
1.85 | E1.1b | Power plant | Small generation facilities with anchored components | Earthquake | Peak Ground Acceleration (g) | 0.99019
1.9 | E1.1b | Power plant | Small generation facilities with anchored components | Earthquake | Peak Ground Acceleration (g) | 0.99131
1.95 | E1.1b | Power plant | Small generation facilities with anchored components | Earthquake | Peak Ground Acceleration (g) | 0.9923
2 | E1.1b | Power plant | Small generation facilities with anchored components | Earthquake | Peak Ground Acceleration (g) | 0.99316
2.05 | E1.1b | Power plant | Small generation facilities with anchored components | Earthquake | Peak Ground Acceleration (g) | 0.99393
2.1 | E1.1b | Power plant | Small generation facilities with anchored components | Earthquake | Peak Ground Acceleration (g) | 0.9946
2.15 | E1.1b | Power plant | Small generation facilities with anchored components | Earthquake | Peak Ground Acceleration (g) | 0.9952
2.2 | E1.1b | Power plant | Small generation facilities with anchored components | Earthquake | Peak Ground Acceleration (g) | 0.99572
2.25 | E1.1b | Power plant | Small generation facilities with anchored components | Earthquake | Peak Ground Acceleration (g) | 0.99619
2.3 | E1.1b | Power plant | Small generation facilities with anchored components | Earthquake | Peak Ground Acceleration (g) | 0.9966
2.35 | E1.1b | Power plant | Small generation facilities with anchored components | Earthquake | Peak Ground Acceleration (g) | 0.99696
2.4 | E1.1b | Power plant | Small generation facilities with anchored components | Earthquake | Peak Ground Acceleration (g) | 0.99728
2.45 | E1.1b | Power plant | Small generation facilities with anchored components | Earthquake | Peak Ground Acceleration (g) | 0.99757
2.5 | E1.1b | Power plant | Small generation facilities with anchored components | Earthquake | Peak Ground Acceleration (g) | 0.99782
2.55 | E1.1b | Power plant | Small generation facilities with anchored components | Earthquake | Peak Ground Acceleration (g) | 0.99805
2.6 | E1.1b | Power plant | Small generation facilities with anchored components | Earthquake | Peak Ground Acceleration (g) | 0.99825
2.65 | E1.1b | Power plant | Small generation facilities with anchored components | Earthquake | Peak Ground Acceleration (g) | 0.99843
2.7 | E1.1b | Power plant | Small generation facilities with anchored components | Earthquake | Peak Ground Acceleration (g) | 0.99859
2.75 | E1.1b | Power plant | Small generation facilities with anchored components | Earthquake | Peak Ground Acceleration (g) | 0.99873
2.8 | E1.1b | Power plant | Small generation facilities with anchored components | Earthquake | Peak Ground Acceleration (g) | 0.99886
2.85 | E1.1b | Power plant | Small generation facilities with anchored components | Earthquake | Peak Ground Acceleration (g) | 0.99897
2.9 | E1.1b | Power plant | Small generation facilities with anchored components | Earthquake | Peak Ground Acceleration (g) | 0.99907
2.95 | E1.1b | Power plant | Small generation facilities with anchored components | Earthquake | Peak Ground Acceleration (g) | 0.99916
3 | E1.1b | Power plant | Small generation facilities with anchored components | Earthquake | Peak Ground Acceleration (g) | 0.99924
3.05 | E1.1b | Power plant | Small generation facilities with anchored components | Earthquake | Peak Ground Acceleration (g) | 0.99932
3.1 | E1.1b | Power plant | Small generation facilities with anchored components | Earthquake | Peak Ground Acceleration (g) | 0.99938
3.15 | E1.1b | Power plant | Small generation facilities with anchored components | Earthquake | Peak Ground Acceleration (g) | 0.99944
3.2 | E1.1b | Power plant | Small generation facilities with anchored components | Earthquake | Peak Ground Acceleration (g) | 0.99949
3.25 | E1.1b | Power plant | Small generation facilities with anchored components | Earthquake | Peak Ground Acceleration (g) | 0.99954
3.3 | E1.1b | Power plant | Small generation facilities with anchored components | Earthquake | Peak Ground Acceleration (g) | 0.99959
3.35 | E1.1b | Power plant | Small generation facilities with anchored components | Earthquake | Peak Ground Acceleration (g) | 0.99962
3.4 | E1.1b | Power plant | Small generation facilities with anchored components | Earthquake | Peak Ground Acceleration (g) | 0.99966
3.45 | E1.1b | Power plant | Small generation facilities with anchored components | Earthquake | Peak Ground Acceleration (g) | 0.99969
3.5 | E1.1b | Power plant | Small generation facilities with anchored components | Earthquake | Peak Ground Acceleration (g) | 0.99972
3.55 | E1.1b | Power plant | Small generation facilities with anchored components | Earthquake | Peak Ground Acceleration (g) | 0.99974
3.6 | E1.1b | Power plant | Small generation facilities with anchored components | Earthquake | Peak Ground Acceleration (g) | 0.99977
3.65 | E1.1b | Power plant | Small generation facilities with anchored components | Earthquake | Peak Ground Acceleration (g) | 0.99979
3.7 | E1.1b | Power plant | Small generation facilities with anchored components | Earthquake | Peak Ground Acceleration (g) | 0.99981
3.75 | E1.1b | Power plant | Small generation facilities with anchored components | Earthquake | Peak Ground Acceleration (g) | 0.99982
3.8 | E1.1b | Power plant | Small generation facilities with anchored components | Earthquake | Peak Ground Acceleration (g) | 0.99984
3.85 | E1.1b | Power plant | Small generation facilities with anchored components | Earthquake | Peak Ground Acceleration (g) | 0.99985
3.9 | E1.1b | Power plant | Small generation facilities with anchored components | Earthquake | Peak Ground Acceleration (g) | 0.99987
3.95 | E1.1b | Power plant | Small generation facilities with anchored components | Earthquake | Peak Ground Acceleration (g) | 0.99988
4 | E1.1b | Power plant | Small generation facilities with anchored components | Earthquake | Peak Ground Acceleration (g) | 0.99989
0 | E1.2 | Power plant | Small generation facilities with unanchored components | Earthquake | Peak Ground Acceleration (g) | 0
0.05 | E1.2 | Power plant | Small generation facilities with unanchored components | Earthquake | Peak Ground Acceleration (g) | 0.008573
0.1 | E1.2 | Power plant | Small generation facilities with unanchored components | Earthquake | Peak Ground Acceleration (g) | 0.079911
0.15 | E1.2 | Power plant | Small generation facilities with unanchored components | Earthquake | Peak Ground Acceleration (g) | 0.18087
0.2 | E1.2 | Power plant | Small generation facilities with unanchored components | Earthquake | Peak Ground Acceleration (g) | 0.27568
0.25 | E1.2 | Power plant | Small generation facilities with unanchored components | Earthquake | Peak Ground Acceleration (g) | 0.36089
0.3 | E1.2 | Power plant | Small generation facilities with unanchored components | Earthquake | Peak Ground Acceleration (g) | 0.4393
0.35 | E1.2 | Power plant | Small generation facilities with unanchored components | Earthquake | Peak Ground Acceleration (g) | 0.51197
0.4 | E1.2 | Power plant | Small generation facilities with unanchored components | Earthquake | Peak Ground Acceleration (g) | 0.57855
0.45 | E1.2 | Power plant | Small generation facilities with unanchored components | Earthquake | Peak Ground Acceleration (g) | 0.63847
0.5 | E1.2 | Power plant | Small generation facilities with unanchored components | Earthquake | Peak Ground Acceleration (g) | 0.69144
0.55 | E1.2 | Power plant | Small generation facilities with unanchored components | Earthquake | Peak Ground Acceleration (g) | 0.73757
0.6 | E1.2 | Power plant | Small generation facilities with unanchored components | Earthquake | Peak Ground Acceleration (g) | 0.7773
0.65 | E1.2 | Power plant | Small generation facilities with unanchored components | Earthquake | Peak Ground Acceleration (g) | 0.81123
0.7 | E1.2 | Power plant | Small generation facilities with unanchored components | Earthquake | Peak Ground Acceleration (g) | 0.84005
0.75 | E1.2 | Power plant | Small generation facilities with unanchored components | Earthquake | Peak Ground Acceleration (g) | 0.86441
0.8 | E1.2 | Power plant | Small generation facilities with unanchored components | Earthquake | Peak Ground Acceleration (g) | 0.88497
0.85 | E1.2 | Power plant | Small generation facilities with unanchored components | Earthquake | Peak Ground Acceleration (g) | 0.9023
0.9 | E1.2 | Power plant | Small generation facilities with unanchored components | Earthquake | Peak Ground Acceleration (g) | 0.91689
0.95 | E1.2 | Power plant | Small generation facilities with unanchored components | Earthquake | Peak Ground Acceleration (g) | 0.92919
1 | E1.2 | Power plant | Small generation facilities with unanchored components | Earthquake | Peak Ground Acceleration (g) | 0.93956
1.05 | E1.2 | Power plant | Small generation facilities with unanchored components | Earthquake | Peak Ground Acceleration (g) | 0.94832
1.1 | E1.2 | Power plant | Small generation facilities with unanchored components | Earthquake | Peak Ground Acceleration (g) | 0.95572
1.15 | E1.2 | Power plant | Small generation facilities with unanchored components | Earthquake | Peak Ground Acceleration (g) | 0.96199
1.2 | E1.2 | Power plant | Small generation facilities with unanchored components | Earthquake | Peak Ground Acceleration (g) | 0.9673
1.25 | E1.2 | Power plant | Small generation facilities with unanchored components | Earthquake | Peak Ground Acceleration (g) | 0.97182
1.3 | E1.2 | Power plant | Small generation facilities with unanchored components | Earthquake | Peak Ground Acceleration (g) | 0.97567
1.35 | E1.2 | Power plant | Small generation facilities with unanchored components | Earthquake | Peak Ground Acceleration (g) | 0.97895
1.4 | E1.2 | Power plant | Small generation facilities with unanchored components | Earthquake | Peak Ground Acceleration (g) | 0.98175
1.45 | E1.2 | Power plant | Small generation facilities with unanchored components | Earthquake | Peak Ground Acceleration (g) | 0.98415
1.5 | E1.2 | Power plant | Small generation facilities with unanchored components | Earthquake | Peak Ground Acceleration (g) | 0.98621
1.55 | E1.2 | Power plant | Small generation facilities with unanchored components | Earthquake | Peak Ground Acceleration (g) | 0.98799
1.6 | E1.2 | Power plant | Small generation facilities with unanchored components | Earthquake | Peak Ground Acceleration (g) | 0.98951
1.65 | E1.2 | Power plant | Small generation facilities with unanchored components | Earthquake | Peak Ground Acceleration (g) | 0.99083
1.7 | E1.2 | Power plant | Small generation facilities with unanchored components | Earthquake | Peak Ground Acceleration (g) | 0.99196
1.75 | E1.2 | Power plant | Small generation facilities with unanchored components | Earthquake | Peak Ground Acceleration (g) | 0.99295
1.8 | E1.2 | Power plant | Small generation facilities with unanchored components | Earthquake | Peak Ground Acceleration (g) | 0.9938
1.85 | E1.2 | Power plant | Small generation facilities with unanchored components | Earthquake | Peak Ground Acceleration (g) | 0.99455
1.9 | E1.2 | Power plant | Small generation facilities with unanchored components | Earthquake | Peak Ground Acceleration (g) | 0.99519
1.95 | E1.2 | Power plant | Small generation facilities with unanchored components | Earthquake | Peak Ground Acceleration (g) | 0.99576
2 | E1.2 | Power plant | Small generation facilities with unanchored components | Earthquake | Peak Ground Acceleration (g) | 0.99625
2.05 | E1.2 | Power plant | Small generation facilities with unanchored components | Earthquake | Peak Ground Acceleration (g) | 0.99668
2.1 | E1.2 | Power plant | Small generation facilities with unanchored components | Earthquake | Peak Ground Acceleration (g) | 0.99706
2.15 | E1.2 | Power plant | Small generation facilities with unanchored components | Earthquake | Peak Ground Acceleration (g) | 0.99739
2.2 | E1.2 | Power plant | Small generation facilities with unanchored components | Earthquake | Peak Ground Acceleration (g) | 0.99768
2.25 | E1.2 | Power plant | Small generation facilities with unanchored components | Earthquake | Peak Ground Acceleration (g) | 0.99794
2.3 | E1.2 | Power plant | Small generation facilities with unanchored components | Earthquake | Peak Ground Acceleration (g) | 0.99816
2.35 | E1.2 | Power plant | Small generation facilities with unanchored components | Earthquake | Peak Ground Acceleration (g) | 0.99836
2.4 | E1.2 | Power plant | Small generation facilities with unanchored components | Earthquake | Peak Ground Acceleration (g) | 0.99853
2.45 | E1.2 | Power plant | Small generation facilities with unanchored components | Earthquake | Peak Ground Acceleration (g) | 0.99869
2.5 | E1.2 | Power plant | Small generation facilities with unanchored components | Earthquake | Peak Ground Acceleration (g) | 0.99883
2.55 | E1.2 | Power plant | Small generation facilities with unanchored components | Earthquake | Peak Ground Acceleration (g) | 0.99895
2.6 | E1.2 | Power plant | Small generation facilities with unanchored components | Earthquake | Peak Ground Acceleration (g) | 0.99906
2.65 | E1.2 | Power plant | Small generation facilities with unanchored components | Earthquake | Peak Ground Acceleration (g) | 0.99915
2.7 | E1.2 | Power plant | Small generation facilities with unanchored components | Earthquake | Peak Ground Acceleration (g) | 0.99924
2.75 | E1.2 | Power plant | Small generation facilities with unanchored components | Earthquake | Peak Ground Acceleration (g) | 0.99932
2.8 | E1.2 | Power plant | Small generation facilities with unanchored components | Earthquake | Peak Ground Acceleration (g) | 0.99938
2.85 | E1.2 | Power plant | Small generation facilities with unanchored components | Earthquake | Peak Ground Acceleration (g) | 0.99944
2.9 | E1.2 | Power plant | Small generation facilities with unanchored components | Earthquake | Peak Ground Acceleration (g) | 0.9995
2.95 | E1.2 | Power plant | Small generation facilities with unanchored components | Earthquake | Peak Ground Acceleration (g) | 0.99955
3 | E1.2 | Power plant | Small generation facilities with unanchored components | Earthquake | Peak Ground Acceleration (g) | 0.99959
3.05 | E1.2 | Power plant | Small generation facilities with unanchored components | Earthquake | Peak Ground Acceleration (g) | 0.99963
3.1 | E1.2 | Power plant | Small generation facilities with unanchored components | Earthquake | Peak Ground Acceleration (g) | 0.99967
3.15 | E1.2 | Power plant | Small generation facilities with unanchored components | Earthquake | Peak Ground Acceleration (g) | 0.9997
3.2 | E1.2 | Power plant | Small generation facilities with unanchored components | Earthquake | Peak Ground Acceleration (g) | 0.99972
3.25 | E1.2 | Power plant | Small generation facilities with unanchored components | Earthquake | Peak Ground Acceleration (g) | 0.99975
3.3 | E1.2 | Power plant | Small generation facilities with unanchored components | Earthquake | Peak Ground Acceleration (g) | 0.99977
3.35 | E1.2 | Power plant | Small generation facilities with unanchored components | Earthquake | Peak Ground Acceleration (g) | 0.99979
3.4 | E1.2 | Power plant | Small generation facilities with unanchored components | Earthquake | Peak Ground Acceleration (g) | 0.99981
3.45 | E1.2 | Power plant | Small generation facilities with unanchored components | Earthquake | Peak Ground Acceleration (g) | 0.99983
3.5 | E1.2 | Power plant | Small generation facilities with unanchored components | Earthquake | Peak Ground Acceleration (g) | 0.99984
3.55 | E1.2 | Power plant | Small generation facilities with unanchored components | Earthquake | Peak Ground Acceleration (g) | 0.99986
3.6 | E1.2 | Power plant | Small generation facilities with unanchored components | Earthquake | Peak Ground Acceleration (g) | 0.99987
3.65 | E1.2 | Power plant | Small generation facilities with unanchored components | Earthquake | Peak Ground Acceleration (g) | 0.99988
3.7 | E1.2 | Power plant | Small generation facilities with unanchored components | Earthquake | Peak Ground Acceleration (g) | 0.99989
3.75 | E1.2 | Power plant | Small generation facilities with unanchored components | Earthquake | Peak Ground Acceleration (g) | 0.9999
3.8 | E1.2 | Power plant | Small generation facilities with unanchored components | Earthquake | Peak Ground Acceleration (g) | 0.99991
3.85 | E1.2 | Power plant | Small generation facilities with unanchored components | Earthquake | Peak Ground Acceleration (g) | 0.99992
3.9 | E1.2 | Power plant | Small generation facilities with unanchored components | Earthquake | Peak Ground Acceleration (g) | 0.99992
3.95 | E1.2 | Power plant | Small generation facilities with unanchored components | Earthquake | Peak Ground Acceleration (g) | 0.99993
4 | E1.2 | Power plant | Small generation facilities with unanchored components | Earthquake | Peak Ground Acceleration (g) | 0.99994
0 | E1.2a | Power plant | Small generation facilities with unanchored components | Earthquake | Peak Ground Acceleration (g) | 0
0.05 | E1.2a | Power plant | Small generation facilities with unanchored components | Earthquake | Peak Ground Acceleration (g) | 0.0018394
0.1 | E1.2a | Power plant | Small generation facilities with unanchored components | Earthquake | Peak Ground Acceleration (g) | 0.025992
0.15 | E1.2a | Power plant | Small generation facilities with unanchored components | Earthquake | Peak Ground Acceleration (g) | 0.071798
0.2 | E1.2a | Power plant | Small generation facilities with unanchored components | Earthquake | Peak Ground Acceleration (g) | 0.12482
0.25 | E1.2a | Power plant | Small generation facilities with unanchored components | Earthquake | Peak Ground Acceleration (g) | 0.18146
0.3 | E1.2a | Power plant | Small generation facilities with unanchored components | Earthquake | Peak Ground Acceleration (g) | 0.2407
0.35 | E1.2a | Power plant | Small generation facilities with unanchored components | Earthquake | Peak Ground Acceleration (g) | 0.30064
0.4 | E1.2a | Power plant | Small generation facilities with unanchored components | Earthquake | Peak Ground Acceleration (g) | 0.35903
0.45 | E1.2a | Power plant | Small generation facilities with unanchored components | Earthquake | Peak Ground Acceleration (g) | 0.414
0.5 | E1.2a | Power plant | Small generation facilities with unanchored components | Earthquake | Peak Ground Acceleration (g) | 0.46437
0.55 | E1.2a | Power plant | Small generation facilities with unanchored components | Earthquake | Peak Ground Acceleration (g) | 0.50958
0.6 | E1.2a | Power plant | Small generation facilities with unanchored components | Earthquake | Peak Ground Acceleration (g) | 0.54956
0.65 | E1.2a | Power plant | Small generation facilities with unanchored components | Earthquake | Peak Ground Acceleration (g) | 0.58451
0.7 | E1.2a | Power plant | Small generation facilities with unanchored components | Earthquake | Peak Ground Acceleration (g) | 0.61482
0.75 | E1.2a | Power plant | Small generation facilities with unanchored components | Earthquake | Peak Ground Acceleration (g) | 0.64097
0.8 | E1.2a | Power plant | Small generation facilities with unanchored components | Earthquake | Peak Ground Acceleration (g) | 0.66343
0.85 | E1.2a | Power plant | Small generation facilities with unanchored components | Earthquake | Peak Ground Acceleration (g) | 0.68267
0.9 | E1.2a | Power plant | Small generation facilities with unanchored components | Earthquake | Peak Ground Acceleration (g) | 0.69913
0.95 | E1.2a | Power plant | Small generation facilities with unanchored components | Earthquake | Peak Ground Acceleration (g) | 0.71321
1 | E1.2a | Power plant | Small generation facilities with unanchored components | Earthquake | Peak Ground Acceleration (g) | 0.72524
1.05 | E1.2a | Power plant | Small generation facilities with unanchored components | Earthquake | Peak Ground Acceleration (g) | 0.73552
1.1 | E1.2a | Power plant | Small generation facilities with unanchored components | Earthquake | Peak Ground Acceleration (g) | 0.74431
1.15 | E1.2a | Power plant | Small generation facilities with unanchored components | Earthquake | Peak Ground Acceleration (g) | 0.75184
1.2 | E1.2a | Power plant | Small generation facilities with unanchored components | Earthquake | Peak Ground Acceleration (g) | 0.75828
1.25 | E1.2a | Power plant | Small generation facilities with unanchored components | Earthquake | Peak Ground Acceleration (g) | 0.76381
1.3 | E1.2a | Power plant | Small generation facilities with unanchored components | Earthquake | Peak Ground Acceleration (g) | 0.76857
1.35 | E1.2a | Power plant | Small generation facilities with unanchored components | Earthquake | Peak Ground Acceleration (g) | 0.77265
1.4 | E1.2a | Power plant | Small generation facilities with unanchored components | Earthquake | Peak Ground Acceleration (g) | 0.77617
1.45 | E1.2a | Power plant | Small generation facilities with unanchored components | Earthquake | Peak Ground Acceleration (g) | 0.7792
1.5 | E1.2a | Power plant | Small generation facilities with unanchored components | Earthquake | Peak Ground Acceleration (g) | 0.78183
1.55 | E1.2a | Power plant | Small generation facilities with unanchored components | Earthquake | Peak Ground Acceleration (g) | 0.78409
1.6 | E1.2a | Power plant | Small generation facilities with unanchored components | Earthquake | Peak Ground Acceleration (g) | 0.78606
1.65 | E1.2a | Power plant | Small generation facilities with unanchored components | Earthquake | Peak Ground Acceleration (g) | 0.78776
1.7 | E1.2a | Power plant | Small generation facilities with unanchored components | Earthquake | Peak Ground Acceleration (g) | 0.78924
1.75 | E1.2a | Power plant | Small generation facilities with unanchored components | Earthquake | Peak Ground Acceleration (g) | 0.79053
1.8 | E1.2a | Power plant | Small generation facilities with unanchored components | Earthquake | Peak Ground Acceleration (g) | 0.79165
1.85 | E1.2a | Power plant | Small generation facilities with unanchored components | Earthquake | Peak Ground Acceleration (g) | 0.79263
1.9 | E1.2a | Power plant | Small generation facilities with unanchored components | Earthquake | Peak Ground Acceleration (g) | 0.79349
1.95 | E1.2a | Power plant | Small generation facilities with unanchored components | Earthquake | Peak Ground Acceleration (g) | 0.79424
2 | E1.2a | Power plant | Small generation facilities with unanchored components | Earthquake | Peak Ground Acceleration (g) | 0.79489
2.05 | E1.2a | Power plant | Small generation facilities with unanchored components | Earthquake | Peak Ground Acceleration (g) | 0.79547
2.1 | E1.2a | Power plant | Small generation facilities with unanchored components | Earthquake | Peak Ground Acceleration (g) | 0.79598
2.15 | E1.2a | Power plant | Small generation facilities with unanchored components | Earthquake | Peak Ground Acceleration (g) | 0.79642
2.2 | E1.2a | Power plant | Small generation facilities with unanchored components | Earthquake | Peak Ground Acceleration (g) | 0.79681
2.25 | E1.2a | Power plant | Small generation facilities with unanchored components | Earthquake | Peak Ground Acceleration (g) | 0.79716
2.3 | E1.2a | Power plant | Small generation facilities with unanchored components | Earthquake | Peak Ground Acceleration (g) | 0.79747
2.35 | E1.2a | Power plant | Small generation facilities with unanchored components | Earthquake | Peak Ground Acceleration (g) | 0.79774
2.4 | E1.2a | Power plant | Small generation facilities with unanchored components | Earthquake | Peak Ground Acceleration (g) | 0.79798
2.45 | E1.2a | Power plant | Small generation facilities with unanchored components | Earthquake | Peak Ground Acceleration (g) | 0.79819
2.5 | E1.2a | Power plant | Small generation facilities with unanchored components | Earthquake | Peak Ground Acceleration (g) | 0.79838
2.55 | E1.2a | Power plant | Small generation facilities with unanchored components | Earthquake | Peak Ground Acceleration (g) | 0.79854
2.6 | E1.2a | Power plant | Small generation facilities with unanchored components | Earthquake | Peak Ground Acceleration (g) | 0.79869
2.65 | E1.2a | Power plant | Small generation facilities with unanchored components | Earthquake | Peak Ground Acceleration (g) | 0.79882
2.7 | E1.2a | Power plant | Small generation facilities with unanchored components | Earthquake | Peak Ground Acceleration (g) | 0.79894
2.75 | E1.2a | Power plant | Small generation facilities with unanchored components | Earthquake | Peak Ground Acceleration (g) | 0.79905
2.8 | E1.2a | Power plant | Small generation facilities with unanchored components | Earthquake | Peak Ground Acceleration (g) | 0.79914
2.85 | E1.2a | Power plant | Small generation facilities with unanchored components | Earthquake | Peak Ground Acceleration (g) | 0.79922
2.9 | E1.2a | Power plant | Small generation facilities with unanchored components | Earthquake | Peak Ground Acceleration (g) | 0.7993
2.95 | E1.2a | Power plant | Small generation facilities with unanchored components | Earthquake | Peak Ground Acceleration (g) | 0.79937
3 | E1.2a | Power plant | Small generation facilities with unanchored components | Earthquake | Peak Ground Acceleration (g) | 0.79943
3.05 | E1.2a | Power plant | Small generation facilities with unanchored components | Earthquake | Peak Ground Acceleration (g) | 0.79948
3.1 | E1.2a | Power plant | Small generation facilities with unanchored components | Earthquake | Peak Ground Acceleration (g) | 0.79953
3.15 | E1.2a | Power plant | Small generation facilities with unanchored components | Earthquake | Peak Ground Acceleration (g) | 0.79957
3.2 | E1.2a | Power plant | Small generation facilities with unanchored components | Earthquake | Peak Ground Acceleration (g) | 0.79961
3.25 | E1.2a | Power plant | Small generation facilities with unanchored components | Earthquake | Peak Ground Acceleration (g) | 0.79965
3.3 | E1.2a | Power plant | Small generation facilities with unanchored components | Earthquake | Peak Ground Acceleration (g) | 0.79968
3.35 | E1.2a | Power plant | Small generation facilities with unanchored components | Earthquake | Peak Ground Acceleration (g) | 0.79971
3.4 | E1.2a | Power plant | Small generation facilities with unanchored components | Earthquake | Peak Ground Acceleration (g) | 0.79974
3.45 | E1.2a | Power plant | Small generation facilities with unanchored components | Earthquake | Peak Ground Acceleration (g) | 0.79976
3.5 | E1.2a | Power plant | Small generation facilities with unanchored components | Earthquake | Peak Ground Acceleration (g) | 0.79978
3.55 | E1.2a | Power plant | Small generation facilities with unanchored components | Earthquake | Peak Ground Acceleration (g) | 0.7998
3.6 | E1.2a | Power plant | Small generation facilities with unanchored components | Earthquake | Peak Ground Acceleration (g) | 0.79982
3.65 | E1.2a | Power plant | Small generation facilities with unanchored components | Earthquake | Peak Ground Acceleration (g) | 0.79983
3.7 | E1.2a | Power plant | Small generation facilities with unanchored components | Earthquake | Peak Ground Acceleration (g) | 0.79985
3.75 | E1.2a | Power plant | Small generation facilities with unanchored components | Earthquake | Peak Ground Acceleration (g) | 0.79986
3.8 | E1.2a | Power plant | Small generation facilities with unanchored components | Earthquake | Peak Ground Acceleration (g) | 0.79987
3.85 | E1.2a | Power plant | Small generation facilities with unanchored components | Earthquake | Peak Ground Acceleration (g) | 0.79988
3.9 | E1.2a | Power plant | Small generation facilities with unanchored components | Earthquake | Peak Ground Acceleration (g) | 0.79989
3.95 | E1.2a | Power plant | Small generation facilities with unanchored components | Earthquake | Peak Ground Acceleration (g) | 0.7999
4 | E1.2a | Power plant | Small generation facilities with unanchored components | Earthquake | Peak Ground Acceleration (g) | 0.79991
0 | E1.2b | Power plant | Small generation facilities with unanchored components | Earthquake | Peak Ground Acceleration (g) | 0
0.05 | E1.2b | Power plant | Small generation facilities with unanchored components | Earthquake | Peak Ground Acceleration (g) | 0.014227
0.1 | E1.2b | Power plant | Small generation facilities with unanchored components | Earthquake | Peak Ground Acceleration (g) | 0.11203
0.15 | E1.2b | Power plant | Small generation facilities with unanchored components | Earthquake | Peak Ground Acceleration (g) | 0.22827
0.2 | E1.2b | Power plant | Small generation facilities with unanchored components | Earthquake | Peak Ground Acceleration (g) | 0.32729
0.25 | E1.2b | Power plant | Small generation facilities with unanchored components | Earthquake | Peak Ground Acceleration (g) | 0.41241
0.3 | E1.2b | Power plant | Small generation facilities with unanchored components | Earthquake | Peak Ground Acceleration (g) | 0.48917
0.35 | E1.2b | Power plant | Small generation facilities with unanchored components | Earthquake | Peak Ground Acceleration (g) | 0.55942
0.4 | E1.2b | Power plant | Small generation facilities with unanchored components | Earthquake | Peak Ground Acceleration (g) | 0.62309
0.45 | E1.2b | Power plant | Small generation facilities with unanchored components | Earthquake | Peak Ground Acceleration (g) | 0.67976
0.5 | E1.2b | Power plant | Small generation facilities with unanchored components | Earthquake | Peak Ground Acceleration (g) | 0.7293
0.55 | E1.2b | Power plant | Small generation facilities with unanchored components | Earthquake | Peak Ground Acceleration (g) | 0.77197
0.6 | E1.2b | Power plant | Small generation facilities with unanchored components | Earthquake | Peak Ground Acceleration (g) | 0.80831
0.65 | E1.2b | Power plant | Small generation facilities with unanchored components | Earthquake | Peak Ground Acceleration (g) | 0.839
0.7 | E1.2b | Power plant | Small generation facilities with unanchored components | Earthquake | Peak Ground Acceleration (g) | 0.86478
0.75 | E1.2b | Power plant | Small generation facilities with unanchored components | Earthquake | Peak Ground Acceleration (g) | 0.88636
0.8 | E1.2b | Power plant | Small generation facilities with unanchored components | Earthquake | Peak Ground Acceleration (g) | 0.90438
0.85 | E1.2b | Power plant | Small generation facilities with unanchored components | Earthquake | Peak Ground Acceleration (g) | 0.91942
0.9 | E1.2b | Power plant | Small generation facilities with unanchored components | Earthquake | Peak Ground Acceleration (g) | 0.93197
0.95 | E1.2b | Power plant | Small generation facilities with unanchored components | Earthquake | Peak Ground Acceleration (g) | 0.94244
1 | E1.2b | Power plant | Small generation facilities with unanchored components | Earthquake | Peak Ground Acceleration (g) | 0.95121
1.05 | E1.2b | Power plant | Small generation facilities with unanchored components | Earthquake | Peak Ground Acceleration (g) | 0.95854
1.1 | E1.2b | Power plant | Small generation facilities with unanchored components | Earthquake | Peak Ground Acceleration (g) | 0.96469
1.15 | E1.2b | Power plant | Small generation facilities with unanchored components | Earthquake | Peak Ground Acceleration (g) | 0.96986
1.2 | E1.2b | Power plant | Small generation facilities with unanchored components | Earthquake | Peak Ground Acceleration (g) | 0.97422
1.25 | E1.2b | Power plant | Small generation facilities with unanchored components | Earthquake | Peak Ground Acceleration (g) | 0.97789
1.3 | E1.2b | Power plant | Small generation facilities with unanchored components | Earthquake | Peak Ground Acceleration (g) | 0.981
1.35 | E1.2b | Power plant | Small generation facilities with unanchored components | Earthquake | Peak Ground Acceleration (g) | 0.98364
1.4 | E1.2b | Power plant | Small generation facilities with unanchored components | Earthquake | Peak Ground Acceleration (g) | 0.98588
1.45 | E1.2b | Power plant | Small generation facilities with unanchored components | Earthquake | Peak Ground Acceleration (g) | 0.98778
1.5 | E1.2b | Power plant | Small generation facilities with unanchored components | Earthquake | Peak Ground Acceleration (g) | 0.98941
1.55 | E1.2b | Power plant | Small generation facilities with unanchored components | Earthquake | Peak Ground Acceleration (g) | 0.99081
1.6 | E1.2b | Power plant | Small generation facilities with unanchored components | Earthquake | Peak Ground Acceleration (g) | 0.992
1.65 | E1.2b | Power plant | Small generation facilities with unanchored components | Earthquake | Peak Ground Acceleration (g) | 0.99303
1.7 | E1.2b | Power plant | Small generation facilities with unanchored components | Earthquake | Peak Ground Acceleration (g) | 0.99391
1.75 | E1.2b | Power plant | Small generation facilities with unanchored components | Earthquake | Peak Ground Acceleration (g) | 0.99467
1.8 | E1.2b | Power plant | Small generation facilities with unanchored components | Earthquake | Peak Ground Acceleration (g) | 0.99533
1.85 | E1.2b | Power plant | Small generation facilities with unanchored components | Earthquake | Peak Ground Acceleration (g) | 0.9959
1.9 | E1.2b | Power plant | Small generation facilities with unanchored components | Earthquake | Peak Ground Acceleration (g) | 0.99639
1.95 | E1.2b | Power plant | Small generation facilities with unanchored components | Earthquake | Peak Ground Acceleration (g) | 0.99682
2 | E1.2b | Power plant | Small generation facilities with unanchored components | Earthquake | Peak Ground Acceleration (g) | 0.9972
2.05 | E1.2b | Power plant | Small generation facilities with unanchored components | Earthquake | Peak Ground Acceleration (g) | 0.99753
2.1 | E1.2b | Power plant | Small generation facilities with unanchored components | Earthquake | Peak Ground Acceleration (g) | 0.99781
2.15 | E1.2b | Power plant | Small generation facilities with unanchored components | Earthquake | Peak Ground Acceleration (g) | 0.99806
2.2 | E1.2b | Power plant | Small generation facilities with unanchored components | Earthquake | Peak Ground Acceleration (g) | 0.99828
2.25 | E1.2b | Power plant | Small generation facilities with unanchored components | Earthquake | Peak Ground Acceleration (g) | 0.99847
2.3 | E1.2b | Power plant | Small generation facilities with unanchored components | Earthquake | Peak Ground Acceleration (g) | 0.99864
2.35 | E1.2b | Power plant | Small generation facilities with unanchored components | Earthquake | Peak Ground Acceleration (g) | 0.99879
2.4 | E1.2b | Power plant | Small generation facilities with unanchored components | Earthquake | Peak Ground Acceleration (g) | 0.99892
2.45 | E1.2b | Power plant | Small generation facilities with unanchored components | Earthquake | Peak Ground Acceleration (g) | 0.99904
2.5 | E1.2b | Power plant | Small generation facilities with unanchored components | Earthquake | Peak Ground Acceleration (g) | 0.99914
2.55 | E1.2b | Power plant | Small generation facilities with unanchored components | Earthquake | Peak Ground Acceleration (g) | 0.99923
2.6 | E1.2b | Power plant | Small generation facilities with unanchored components | Earthquake | Peak Ground Acceleration (g) | 0.99931
2.65 | E1.2b | Power plant | Small generation facilities with unanchored components | Earthquake | Peak Ground Acceleration (g) | 0.99938
2.7 | E1.2b | Power plant | Small generation facilities with unanchored components | Earthquake | Peak Ground Acceleration (g) | 0.99944
2.75 | E1.2b | Power plant | Small generation facilities with unanchored components | Earthquake | Peak Ground Acceleration (g) | 0.9995
2.8 | E1.2b | Power plant | Small generation facilities with unanchored components | Earthquake | Peak Ground Acceleration (g) | 0.99955
2.85 | E1.2b | Power plant | Small generation facilities with unanchored components | Earthquake | Peak Ground Acceleration (g) | 0.99959
2.9 | E1.2b | Power plant | Small generation facilities with unanchored components | Earthquake | Peak Ground Acceleration (g) | 0.99963
2.95 | E1.2b | Power plant | Small generation facilities with unanchored components | Earthquake | Peak Ground Acceleration (g) | 0.99967
3 | E1.2b | Power plant | Small generation facilities with unanchored components | Earthquake | Peak Ground Acceleration (g) | 0.9997
3.05 | E1.2b | Power plant | Small generation facilities with unanchored components | Earthquake | Peak Ground Acceleration (g) | 0.99973
3.1 | E1.2b | Power plant | Small generation facilities with unanchored components | Earthquake | Peak Ground Acceleration (g) | 0.99976
3.15 | E1.2b | Power plant | Small generation facilities with unanchored components | Earthquake | Peak Ground Acceleration (g) | 0.99978
3.2 | E1.2b | Power plant | Small generation facilities with unanchored components | Earthquake | Peak Ground Acceleration (g) | 0.9998
3.25 | E1.2b | Power plant | Small generation facilities with unanchored components | Earthquake | Peak Ground Acceleration (g) | 0.99982
3.3 | E1.2b | Power plant | Small generation facilities with unanchored components | Earthquake | Peak Ground Acceleration (g) | 0.99984
3.35 | E1.2b | Power plant | Small generation facilities with unanchored components | Earthquake | Peak Ground Acceleration (g) | 0.99985
3.4 | E1.2b | Power plant | Small generation facilities with unanchored components | Earthquake | Peak Ground Acceleration (g) | 0.99986
3.45 | E1.2b | Power plant | Small generation facilities with unanchored components | Earthquake | Peak Ground Acceleration (g) | 0.99988
3.5 | E1.2b | Power plant | Small generation facilities with unanchored components | Earthquake | Peak Ground Acceleration (g) | 0.99989
3.55 | E1.2b | Power plant | Small generation facilities with unanchored components | Earthquake | Peak Ground Acceleration (g) | 0.9999
3.6 | E1.2b | Power plant | Small generation facilities with unanchored components | Earthquake | Peak Ground Acceleration (g) | 0.99991
3.65 | E1.2b | Power plant | Small generation facilities with unanchored components | Earthquake | Peak Ground Acceleration (g) | 0.99991
3.7 | E1.2b | Power plant | Small generation facilities with unanchored components | Earthquake | Peak Ground Acceleration (g) | 0.99992
3.75 | E1.2b | Power plant | Small generation facilities with unanchored components | Earthquake | Peak Ground Acceleration (g) | 0.99993
3.8 | E1.2b | Power plant | Small generation facilities with unanchored components | Earthquake | Peak Ground Acceleration (g) | 0.99993
3.85 | E1.2b | Power plant | Small generation facilities with unanchored components | Earthquake | Peak Ground Acceleration (g) | 0.99994
3.9 | E1.2b | Power plant | Small generation facilities with unanchored components | Earthquake | Peak Ground Acceleration (g) | 0.99995
3.95 | E1.2b | Power plant | Small generation facilities with unanchored components | Earthquake | Peak Ground Acceleration (g) | 0.99995
4 | E1.2b | Power plant | Small generation facilities with unanchored components | Earthquake | Peak Ground Acceleration (g) | 0.99995
0 | E1.3 | Power plant | Medium/large power with anchored components | Earthquake | Peak Ground Acceleration (g) | 0
0.05 | E1.3 | Power plant | Medium/large power with anchored components | Earthquake | Peak Ground Acceleration (g) | 0.01091
0.1 | E1.3 | Power plant | Medium/large power with anchored components | Earthquake | Peak Ground Acceleration (g) | 0.057619
0.15 | E1.3 | Power plant | Medium/large power with anchored components | Earthquake | Peak Ground Acceleration (g) | 0.11784
0.2 | E1.3 | Power plant | Medium/large power with anchored components | Earthquake | Peak Ground Acceleration (g) | 0.18193
0.25 | E1.3 | Power plant | Medium/large power with anchored components | Earthquake | Peak Ground Acceleration (g) | 0.24628
0.3 | E1.3 | Power plant | Medium/large power with anchored components | Earthquake | Peak Ground Acceleration (g) | 0.30907
0.35 | E1.3 | Power plant | Medium/large power with anchored components | Earthquake | Peak Ground Acceleration (g) | 0.36921
0.4 | E1.3 | Power plant | Medium/large power with anchored components | Earthquake | Peak Ground Acceleration (g) | 0.42601
0.45 | E1.3 | Power plant | Medium/large power with anchored components | Earthquake | Peak Ground Acceleration (g) | 0.47907
0.5 | E1.3 | Power plant | Medium/large power with anchored components | Earthquake | Peak Ground Acceleration (g) | 0.52817
0.55 | E1.3 | Power plant | Medium/large power with anchored components | Earthquake | Peak Ground Acceleration (g) | 0.5733
0.6 | E1.3 | Power plant | Medium/large power with anchored components | Earthquake | Peak Ground Acceleration (g) | 0.61454
0.65 | E1.3 | Power plant | Medium/large power with anchored components | Earthquake | Peak Ground Acceleration (g) | 0.65206
0.7 | E1.3 | Power plant | Medium/large power with anchored components | Earthquake | Peak Ground Acceleration (g) | 0.68608
0.75 | E1.3 | Power plant | Medium/large power with anchored components | Earthquake | Peak Ground Acceleration (g) | 0.71684
0.8 | E1.3 | Power plant | Medium/large power with anchored components | Earthquake | Peak Ground Acceleration (g) | 0.74461
0.85 | E1.3 | Power plant | Medium/large power with anchored components | Earthquake | Peak Ground Acceleration (g) | 0.76963
0.9 | E1.3 | Power plant | Medium/large power with anchored components | Earthquake | Peak Ground Acceleration (g) | 0.79217
0.95 | E1.3 | Power plant | Medium/large power with anchored components | Earthquake | Peak Ground Acceleration (g) | 0.81244
1 | E1.3 | Power plant | Medium/large power with anchored components | Earthquake | Peak Ground Acceleration (g) | 0.83067
1.05 | E1.3 | Power plant | Medium/large power with anchored components | Earthquake | Peak Ground Acceleration (g) | 0.84707
1.1 | E1.3 | Power plant | Medium/large power with anchored components | Earthquake | Peak Ground Acceleration (g) | 0.86181
1.15 | E1.3 | Power plant | Medium/large power with anchored components | Earthquake | Peak Ground Acceleration (g) | 0.87506
1.2 | E1.3 | Power plant | Medium/large power with anchored components | Earthquake | Peak Ground Acceleration (g) | 0.88697
1.25 | E1.3 | Power plant | Medium/large power with anchored components | Earthquake | Peak Ground Acceleration (g) | 0.89769
1.3 | E1.3 | Power plant | Medium/large power with anchored components | Earthquake | Peak Ground Acceleration (g) | 0.90734
1.35 | E1.3 | Power plant | Medium/large power with anchored components | Earthquake | Peak Ground Acceleration (g) | 0.91602
1.4 | E1.3 | Power plant | Medium/large power with anchored components | Earthquake | Peak Ground Acceleration (g) | 0.92384
1.45 | E1.3 | Power plant | Medium/large power with anchored components | Earthquake | Peak Ground Acceleration (g) | 0.93089
1.5 | E1.3 | Power plant | Medium/large power with anchored components | Earthquake | Peak Ground Acceleration (g) | 0.93724
1.55 | E1.3 | Power plant | Medium/large power with anchored components | Earthquake | Peak Ground Acceleration (g) | 0.94297
1.6 | E1.3 | Power plant | Medium/large power with anchored components | Earthquake | Peak Ground Acceleration (g) | 0.94814
1.65 | E1.3 | Power plant | Medium/large power with anchored components | Earthquake | Peak Ground Acceleration (g) | 0.95281
1.7 | E1.3 | Power plant | Medium/large power with anchored components | Earthquake | Peak Ground Acceleration (g) | 0.95703
1.75 | E1.3 | Power plant | Medium/large power with anchored components | Earthquake | Peak Ground Acceleration (g) | 0.96085
1.8 | E1.3 | Power plant | Medium/large power with anchored components | Earthquake | Peak Ground Acceleration (g) | 0.9643
1.85 | E1.3 | Power plant | Medium/large power with anchored components | Earthquake | Peak Ground Acceleration (g) | 0.96743
1.9 | E1.3 | Power plant | Medium/large power with anchored components | Earthquake | Peak Ground Acceleration (g) | 0.97026
1.95 | E1.3 | Power plant | Medium/large power with anchored components | Earthquake | Peak Ground Acceleration (g) | 0.97283
2 | E1.3 | Power plant | Medium/large power with anchored components | Earthquake | Peak Ground Acceleration (g) | 0.97516
2.05 | E1.3 | Power plant | Medium/large power with anchored components | Earthquake | Peak Ground Acceleration (g) | 0.97728
2.1 | E1.3 | Power plant | Medium/large power with anchored components | Earthquake | Peak Ground Acceleration (g) | 0.9792
2.15 | E1.3 | Power plant | Medium/large power with anchored components | Earthquake | Peak Ground Acceleration (g) | 0.98095
2.2 | E1.3 | Power plant | Medium/large power with anchored components | Earthquake | Peak Ground Acceleration (g) | 0.98254
2.25 | E1.3 | Power plant | Medium/large power with anchored components | Earthquake | Peak Ground Acceleration (g) | 0.98398
2.3 | E1.3 | Power plant | Medium/large power with anchored components | Earthquake | Peak Ground Acceleration (g) | 0.9853
2.35 | E1.3 | Power plant | Medium/large power with anchored components | Earthquake | Peak Ground Acceleration (g) | 0.9865
2.4 | E1.3 | Power plant | Medium/large power with anchored components | Earthquake | Peak Ground Acceleration (g) | 0.9876
2.45 | E1.3 | Power plant | Medium/large power with anchored components | Earthquake | Peak Ground Acceleration (g) | 0.9886
2.5 | E1.3 | Power plant | Medium/large power with anchored components | Earthquake | Peak Ground Acceleration (g) | 0.98951
2.55 | E1.3 | Power plant | Medium/large power with anchored components | Earthquake | Peak Ground Acceleration (g) | 0.99034
2.6 | E1.3 | Power plant | Medium/large power with anchored components | Earthquake | Peak Ground Acceleration (g) | 0.99111
2.65 | E1.3 | Power plant | Medium/large power with anchored components | Earthquake | Peak Ground Acceleration (g) | 0.9918
2.7 | E1.3 | Power plant | Medium/large power with anchored components | Earthquake | Peak Ground Acceleration (g) | 0.99244
2.75 | E1.3 | Power plant | Medium/large power with anchored components | Earthquake | Peak Ground Acceleration (g) | 0.99303
2.8 | E1.3 | Power plant | Medium/large power with anchored components | Earthquake | Peak Ground Acceleration (g) | 0.99356
2.85 | E1.3 | Power plant | Medium/large power with anchored components | Earthquake | Peak Ground Acceleration (g) | 0.99405
2.9 | E1.3 | Power plant | Medium/large power with anchored components | Earthquake | Peak Ground Acceleration (g) | 0.99451
2.95 | E1.3 | Power plant | Medium/large power with anchored components | Earthquake | Peak Ground Acceleration (g) | 0.99492
3 | E1.3 | Power plant | Medium/large power with anchored components | Earthquake | Peak Ground Acceleration (g) | 0.9953
3.05 | E1.3 | Power plant | Medium/large power with anchored components | Earthquake | Peak Ground Acceleration (g) | 0.99565
3.1 | E1.3 | Power plant | Medium/large power with anchored components | Earthquake | Peak Ground Acceleration (g) | 0.99597
3.15 | E1.3 | Power plant | Medium/large power with anchored components | Earthquake | Peak Ground Acceleration (g) | 0.99627
3.2 | E1.3 | Power plant | Medium/large power with anchored components | Earthquake | Peak Ground Acceleration (g) | 0.99654
3.25 | E1.3 | Power plant | Medium/large power with anchored components | Earthquake | Peak Ground Acceleration (g) | 0.99679
3.3 | E1.3 | Power plant | Medium/large power with anchored components | Earthquake | Peak Ground Acceleration (g) | 0.99702
3.35 | E1.3 | Power plant | Medium/large power with anchored components | Earthquake | Peak Ground Acceleration (g) | 0.99724
3.4 | E1.3 | Power plant | Medium/large power with anchored components | Earthquake | Peak Ground Acceleration (g) | 0.99743
3.45 | E1.3 | Power plant | Medium/large power with anchored components | Earthquake | Peak Ground Acceleration (g) | 0.99762
3.5 | E1.3 | Power plant | Medium/large power with anchored components | Earthquake | Peak Ground Acceleration (g) | 0.99778
3.55 | E1.3 | Power plant | Medium/large power with anchored components | Earthquake | Peak Ground Acceleration (g) | 0.99794
3.6 | E1.3 | Power plant | Medium/large power with anchored components | Earthquake | Peak Ground Acceleration (g) | 0.99808
3.65 | E1.3 | Power plant | Medium/large power with anchored components | Earthquake | Peak Ground Acceleration (g) | 0.99821
3.7 | E1.3 | Power plant | Medium/large power with anchored components | Earthquake | Peak Ground Acceleration (g) | 0.99834
3.75 | E1.3 | Power plant | Medium/large power with anchored components | Earthquake | Peak Ground Acceleration (g) | 0.99845
3.8 | E1.3 | Power plant | Medium/large power with anchored components | Earthquake | Peak Ground Acceleration (g) | 0.99856
3.85 | E1.3 | Power plant | Medium/large power with anchored components | Earthquake | Peak Ground Acceleration (g) | 0.99865
3.9 | E1.3 | Power plant | Medium/large power with anchored components | Earthquake | Peak Ground Acceleration (g) | 0.99874
3.95 | E1.3 | Power plant | Medium/large power with anchored components | Earthquake | Peak Ground Acceleration (g) | 0.99883
4 | E1.3 | Power plant | Medium/large power with anchored components | Earthquake | Peak Ground Acceleration (g) | 0.99891
0 | E1.3a | Power plant | Medium/large power with anchored components | Earthquake | Peak Ground Acceleration (g) | 0
0.05 | E1.3a | Power plant | Medium/large power with anchored components | Earthquake | Peak Ground Acceleration (g) | 0.0017542
0.1 | E1.3a | Power plant | Medium/large power with anchored components | Earthquake | Peak Ground Acceleration (g) | 0.014222
0.15 | E1.3a | Power plant | Medium/large power with anchored components | Earthquake | Peak Ground Acceleration (g) | 0.038293
0.2 | E1.3a | Power plant | Medium/large power with anchored components | Earthquake | Peak Ground Acceleration (g) | 0.069855
0.25 | E1.3a | Power plant | Medium/large power with anchored components | Earthquake | Peak Ground Acceleration (g) | 0.10581
0.3 | E1.3a | Power plant | Medium/large power with anchored components | Earthquake | Peak Ground Acceleration (g) | 0.14436
0.35 | E1.3a | Power plant | Medium/large power with anchored components | Earthquake | Peak Ground Acceleration (g) | 0.1843
0.4 | E1.3a | Power plant | Medium/large power with anchored components | Earthquake | Peak Ground Acceleration (g) | 0.22471
0.45 | E1.3a | Power plant | Medium/large power with anchored components | Earthquake | Peak Ground Acceleration (g) | 0.26482
0.5 | E1.3a | Power plant | Medium/large power with anchored components | Earthquake | Peak Ground Acceleration (g) | 0.30401
0.55 | E1.3a | Power plant | Medium/large power with anchored components | Earthquake | Peak Ground Acceleration (g) | 0.34183
0.6 | E1.3a | Power plant | Medium/large power with anchored components | Earthquake | Peak Ground Acceleration (g) | 0.37794
0.65 | E1.3a | Power plant | Medium/large power with anchored components | Earthquake | Peak Ground Acceleration (g) | 0.41211
0.7 | E1.3a | Power plant | Medium/large power with anchored components | Earthquake | Peak Ground Acceleration (g) | 0.44421
0.75 | E1.3a | Power plant | Medium/large power with anchored components | Earthquake | Peak Ground Acceleration (g) | 0.47417
0.8 | E1.3a | Power plant | Medium/large power with anchored components | Earthquake | Peak Ground Acceleration (g) | 0.50201
0.85 | E1.3a | Power plant | Medium/large power with anchored components | Earthquake | Peak Ground Acceleration (g) | 0.52777
0.9 | E1.3a | Power plant | Medium/large power with anchored components | Earthquake | Peak Ground Acceleration (g) | 0.55151
0.95 | E1.3a | Power plant | Medium/large power with anchored components | Earthquake | Peak Ground Acceleration (g) | 0.57333
1 | E1.3a | Power plant | Medium/large power with anchored components | Earthquake | Peak Ground Acceleration (g) | 0.59333
1.05 | E1.3a | Power plant | Medium/large power with anchored components | Earthquake | Peak Ground Acceleration (g) | 0.61164
1.1 | E1.3a | Power plant | Medium/large power with anchored components | Earthquake | Peak Ground Acceleration (g) | 0.62836
1.15 | E1.3a | Power plant | Medium/large power with anchored components | Earthquake | Peak Ground Acceleration (g) | 0.64362
1.2 | E1.3a | Power plant | Medium/large power with anchored components | Earthquake | Peak Ground Acceleration (g) | 0.65752
1.25 | E1.3a | Power plant | Medium/large power with anchored components | Earthquake | Peak Ground Acceleration (g) | 0.67018
1.3 | E1.3a | Power plant | Medium/large power with anchored components | Earthquake | Peak Ground Acceleration (g) | 0.6817
1.35 | E1.3a | Power plant | Medium/large power with anchored components | Earthquake | Peak Ground Acceleration (g) | 0.69217
1.4 | E1.3a | Power plant | Medium/large power with anchored components | Earthquake | Peak Ground Acceleration (g) | 0.7017
1.45 | E1.3a | Power plant | Medium/large power with anchored components | Earthquake | Peak Ground Acceleration (g) | 0.71035
1.5 | E1.3a | Power plant | Medium/large power with anchored components | Earthquake | Peak Ground Acceleration (g) | 0.71822
1.55 | E1.3a | Power plant | Medium/large power with anchored components | Earthquake | Peak Ground Acceleration (g) | 0.72537
1.6 | E1.3a | Power plant | Medium/large power with anchored components | Earthquake | Peak Ground Acceleration (g) | 0.73187
1.65 | E1.3a | Power plant | Medium/large power with anchored components | Earthquake | Peak Ground Acceleration (g) | 0.73777
1.7 | E1.3a | Power plant | Medium/large power with anchored components | Earthquake | Peak Ground Acceleration (g) | 0.74314
1.75 | E1.3a | Power plant | Medium/large power with anchored components | Earthquake | Peak Ground Acceleration (g) | 0.74802
1.8 | E1.3a | Power plant | Medium/large power with anchored components | Earthquake | Peak Ground Acceleration (g) | 0.75246
1.85 | E1.3a | Power plant | Medium/large power with anchored components | Earthquake | Peak Ground Acceleration (g) | 0.7565
1.9 | E1.3a | Power plant | Medium/large power with anchored components | Earthquake | Peak Ground Acceleration (g) | 0.76018
1.95 | E1.3a | Power plant | Medium/large power with anchored components | Earthquake | Peak Ground Acceleration (g) | 0.76353
2 | E1.3a | Power plant | Medium/large power with anchored components | Earthquake | Peak Ground Acceleration (g) | 0.76658
2.05 | E1.3a | Power plant | Medium/large power with anchored components | Earthquake | Peak Ground Acceleration (g) | 0.76935
2.1 | E1.3a | Power plant | Medium/large power with anchored components | Earthquake | Peak Ground Acceleration (g) | 0.77189
2.15 | E1.3a | Power plant | Medium/large power with anchored components | Earthquake | Peak Ground Acceleration (g) | 0.7742
2.2 | E1.3a | Power plant | Medium/large power with anchored components | Earthquake | Peak Ground Acceleration (g) | 0.7763
2.25 | E1.3a | Power plant | Medium/large power with anchored components | Earthquake | Peak Ground Acceleration (g) | 0.77823
2.3 | E1.3a | Power plant | Medium/large power with anchored components | Earthquake | Peak Ground Acceleration (g) | 0.77998
2.35 | E1.3a | Power plant | Medium/large power with anchored components | Earthquake | Peak Ground Acceleration (g) | 0.78159
2.4 | E1.3a | Power plant | Medium/large power with anchored components | Earthquake | Peak Ground Acceleration (g) | 0.78306
2.45 | E1.3a | Power plant | Medium/large power with anchored components | Earthquake | Peak Ground Acceleration (g) | 0.7844
2.5 | E1.3a | Power plant | Medium/large power with anchored components | Earthquake | Peak Ground Acceleration (g) | 0.78563
2.55 | E1.3a | Power plant | Medium/large power with anchored components | Earthquake | Peak Ground Acceleration (g) | 0.78675
2.6 | E1.3a | Power plant | Medium/large power with anchored components | Earthquake | Peak Ground Acceleration (g) | 0.78778
2.65 | E1.3a | Power plant | Medium/large power with anchored components | Earthquake | Peak Ground Acceleration (g) | 0.78873
2.7 | E1.3a | Power plant | Medium/large power with anchored components | Earthquake | Peak Ground Acceleration (g) | 0.78959
2.75 | E1.3a | Power plant | Medium/large power with anchored components | Earthquake | Peak Ground Acceleration (g) | 0.79039
2.8 | E1.3a | Power plant | Medium/large power with anchored components | Earthquake | Peak Ground Acceleration (g) | 0.79112
2.85 | E1.3a | Power plant | Medium/large power with anchored components | Earthquake | Peak Ground Acceleration (g) | 0.79179
2.9 | E1.3a | Power plant | Medium/large power with anchored components | Earthquake | Peak Ground Acceleration (g) | 0.7924
2.95 | E1.3a | Power plant | Medium/large power with anchored components | Earthquake | Peak Ground Acceleration (g) | 0.79297
3 | E1.3a | Power plant | Medium/large power with anchored components | Earthquake | Peak Ground Acceleration (g) | 0.79349
3.05 | E1.3a | Power plant | Medium/large power with anchored components | Earthquake | Peak Ground Acceleration (g) | 0.79397
3.1 | E1.3a | Power plant | Medium/large power with anchored components | Earthquake | Peak Ground Acceleration (g) | 0.79441
3.15 | E1.3a | Power plant | Medium/large power with anchored components | Earthquake | Peak Ground Acceleration (g) | 0.79482
3.2 | E1.3a | Power plant | Medium/large power with anchored components | Earthquake | Peak Ground Acceleration (g) | 0.79519
3.25 | E1.3a | Power plant | Medium/large power with anchored components | Earthquake | Peak Ground Acceleration (g) | 0.79554
3.3 | E1.3a | Power plant | Medium/large power with anchored components | Earthquake | Peak Ground Acceleration (g) | 0.79586
3.35 | E1.3a | Power plant | Medium/large power with anchored components | Earthquake | Peak Ground Acceleration (g) | 0.79615
3.4 | E1.3a | Power plant | Medium/large power with anchored components | Earthquake | Peak Ground Acceleration (g) | 0.79642
3.45 | E1.3a | Power plant | Medium/large power with anchored components | Earthquake | Peak Ground Acceleration (g) | 0.79668
3.5 | E1.3a | Power plant | Medium/large power with anchored components | Earthquake | Peak Ground Acceleration (g) | 0.79691
3.55 | E1.3a | Power plant | Medium/large power with anchored components | Earthquake | Peak Ground Acceleration (g) | 0.79712
3.6 | E1.3a | Power plant | Medium/large power with anchored components | Earthquake | Peak Ground Acceleration (g) | 0.79732
3.65 | E1.3a | Power plant | Medium/large power with anchored components | Earthquake | Peak Ground Acceleration (g) | 0.79751
3.7 | E1.3a | Power plant | Medium/large power with anchored components | Earthquake | Peak Ground Acceleration (g) | 0.79768
3.75 | E1.3a | Power plant | Medium/large power with anchored components | Earthquake | Peak Ground Acceleration (g) | 0.79783
3.8 | E1.3a | Power plant | Medium/large power with anchored components | Earthquake | Peak Ground Acceleration (g) | 0.79798
3.85 | E1.3a | Power plant | Medium/large power with anchored components | Earthquake | Peak Ground Acceleration (g) | 0.79812
3.9 | E1.3a | Power plant | Medium/large power with anchored components | Earthquake | Peak Ground Acceleration (g) | 0.79824
3.95 | E1.3a | Power plant | Medium/large power with anchored components | Earthquake | Peak Ground Acceleration (g) | 0.79836
4 | E1.3a | Power plant | Medium/large power with anchored components | Earthquake | Peak Ground Acceleration (g) | 0.79847
0 | E1.3b | Power plant | Medium/large power with anchored components | Earthquake | Peak Ground Acceleration (g) | 0
0.05 | E1.3b | Power plant | Medium/large power with anchored components | Earthquake | Peak Ground Acceleration (g) | 0.019517
0.1 | E1.3b | Power plant | Medium/large power with anchored components | Earthquake | Peak Ground Acceleration (g) | 0.09139
0.15 | E1.3b | Power plant | Medium/large power with anchored components | Earthquake | Peak Ground Acceleration (g) | 0.16674
0.2 | E1.3b | Power plant | Medium/large power with anchored components | Earthquake | Peak Ground Acceleration (g) | 0.23717
0.25 | E1.3b | Power plant | Medium/large power with anchored components | Earthquake | Peak Ground Acceleration (g) | 0.30388
0.3 | E1.3b | Power plant | Medium/large power with anchored components | Earthquake | Peak Ground Acceleration (g) | 0.36743
0.35 | E1.3b | Power plant | Medium/large power with anchored components | Earthquake | Peak Ground Acceleration (g) | 0.42759
0.4 | E1.3b | Power plant | Medium/large power with anchored components | Earthquake | Peak Ground Acceleration (g) | 0.48392
0.45 | E1.3b | Power plant | Medium/large power with anchored components | Earthquake | Peak Ground Acceleration (g) | 0.53606
0.5 | E1.3b | Power plant | Medium/large power with anchored components | Earthquake | Peak Ground Acceleration (g) | 0.58384
0.55 | E1.3b | Power plant | Medium/large power with anchored components | Earthquake | Peak Ground Acceleration (g) | 0.62727
0.6 | E1.3b | Power plant | Medium/large power with anchored components | Earthquake | Peak Ground Acceleration (g) | 0.66648
0.65 | E1.3b | Power plant | Medium/large power with anchored components | Earthquake | Peak Ground Acceleration (g) | 0.70173
0.7 | E1.3b | Power plant | Medium/large power with anchored components | Earthquake | Peak Ground Acceleration (g) | 0.73329
0.75 | E1.3b | Power plant | Medium/large power with anchored components | Earthquake | Peak Ground Acceleration (g) | 0.76149
0.8 | E1.3b | Power plant | Medium/large power with anchored components | Earthquake | Peak Ground Acceleration (g) | 0.78664
0.85 | E1.3b | Power plant | Medium/large power with anchored components | Earthquake | Peak Ground Acceleration (g) | 0.80904
0.9 | E1.3b | Power plant | Medium/large power with anchored components | Earthquake | Peak Ground Acceleration (g) | 0.82898
0.95 | E1.3b | Power plant | Medium/large power with anchored components | Earthquake | Peak Ground Acceleration (g) | 0.84674
1 | E1.3b | Power plant | Medium/large power with anchored components | Earthquake | Peak Ground Acceleration (g) | 0.86254
1.05 | E1.3b | Power plant | Medium/large power with anchored components | Earthquake | Peak Ground Acceleration (g) | 0.87662
1.1 | E1.3b | Power plant | Medium/large power with anchored components | Earthquake | Peak Ground Acceleration (g) | 0.88915
1.15 | E1.3b | Power plant | Medium/large power with anchored components | Earthquake | Peak Ground Acceleration (g) | 0.90033
1.2 | E1.3b | Power plant | Medium/large power with anchored components | Earthquake | Peak Ground Acceleration (g) | 0.9103
1.25 | E1.3b | Power plant | Medium/large power with anchored components | Earthquake | Peak Ground Acceleration (g) | 0.9192
1.3 | E1.3b | Power plant | Medium/large power with anchored components | Earthquake | Peak Ground Acceleration (g) | 0.92715
1.35 | E1.3b | Power plant | Medium/large power with anchored components | Earthquake | Peak Ground Acceleration (g) | 0.93425
1.4 | E1.3b | Power plant | Medium/large power with anchored components | Earthquake | Peak Ground Acceleration (g) | 0.94061
1.45 | E1.3b | Power plant | Medium/large power with anchored components | Earthquake | Peak Ground Acceleration (g) | 0.94631
1.5 | E1.3b | Power plant | Medium/large power with anchored components | Earthquake | Peak Ground Acceleration (g) | 0.95142
1.55 | E1.3b | Power plant | Medium/large power with anchored components | Earthquake | Peak Ground Acceleration (g) | 0.956
1.6 | E1.3b | Power plant | Medium/large power with anchored components | Earthquake | Peak Ground Acceleration (g) | 0.96012
1.65 | E1.3b | Power plant | Medium/large power with anchored components | Earthquake | Peak Ground Acceleration (g) | 0.96382
1.7 | E1.3b | Power plant | Medium/large power with anchored components | Earthquake | Peak Ground Acceleration (g) | 0.96715
1.75 | E1.3b | Power plant | Medium/large power with anchored components | Earthquake | Peak Ground Acceleration (g) | 0.97014
1.8 | E1.3b | Power plant | Medium/large power with anchored components | Earthquake | Peak Ground Acceleration (g) | 0.97285
1.85 | E1.3b | Power plant | Medium/large power with anchored components | Earthquake | Peak Ground Acceleration (g) | 0.97528
1.9 | E1.3b | Power plant | Medium/large power with anchored components | Earthquake | Peak Ground Acceleration (g) | 0.97748
1.95 | E1.3b | Power plant | Medium/large power with anchored components | Earthquake | Peak Ground Acceleration (g) | 0.97947
2 | E1.3b | Power plant | Medium/large power with anchored components | Earthquake | Peak Ground Acceleration (g) | 0.98127
2.05 | E1.3b | Power plant | Medium/large power with anchored components | Earthquake | Peak Ground Acceleration (g) | 0.9829
2.1 | E1.3b | Power plant | Medium/large power with anchored components | Earthquake | Peak Ground Acceleration (g) | 0.98437
2.15 | E1.3b | Power plant | Medium/large power with anchored components | Earthquake | Peak Ground Acceleration (g) | 0.98571
2.2 | E1.3b | Power plant | Medium/large power with anchored components | Earthquake | Peak Ground Acceleration (g) | 0.98693
2.25 | E1.3b | Power plant | Medium/large power with anchored components | Earthquake | Peak Ground Acceleration (g) | 0.98803
2.3 | E1.3b | Power plant | Medium/large power with anchored components | Earthquake | Peak Ground Acceleration (g) | 0.98903
2.35 | E1.3b | Power plant | Medium/large power with anchored components | Earthquake | Peak Ground Acceleration (g) | 0.98994
2.4 | E1.3b | Power plant | Medium/large power with anchored components | Earthquake | Peak Ground Acceleration (g) | 0.99077
2.45 | E1.3b | Power plant | Medium/large power with anchored components | Earthquake | Peak Ground Acceleration (g) | 0.99152
2.5 | E1.3b | Power plant | Medium/large power with anchored components | Earthquake | Peak Ground Acceleration (g) | 0.99221
2.55 | E1.3b | Power plant | Medium/large power with anchored components | Earthquake | Peak Ground Acceleration (g) | 0.99284
2.6 | E1.3b | Power plant | Medium/large power with anchored components | Earthquake | Peak Ground Acceleration (g) | 0.99341
2.65 | E1.3b | Power plant | Medium/large power with anchored components | Earthquake | Peak Ground Acceleration (g) | 0.99393
2.7 | E1.3b | Power plant | Medium/large power with anchored components | Earthquake | Peak Ground Acceleration (g) | 0.99441
2.75 | E1.3b | Power plant | Medium/large power with anchored components | Earthquake | Peak Ground Acceleration (g) | 0.99485
2.8 | E1.3b | Power plant | Medium/large power with anchored components | Earthquake | Peak Ground Acceleration (g) | 0.99525
2.85 | E1.3b | Power plant | Medium/large power with anchored components | Earthquake | Peak Ground Acceleration (g) | 0.99562
2.9 | E1.3b | Power plant | Medium/large power with anchored components | Earthquake | Peak Ground Acceleration (g) | 0.99595
2.95 | E1.3b | Power plant | Medium/large power with anchored components | Earthquake | Peak Ground Acceleration (g) | 0.99626
3 | E1.3b | Power plant | Medium/large power with anchored components | Earthquake | Peak Ground Acceleration (g) | 0.99654
3.05 | E1.3b | Power plant | Medium/large power with anchored components | Earthquake | Peak Ground Acceleration (g) | 0.9968
3.1 | E1.3b | Power plant | Medium/large power with anchored components | Earthquake | Peak Ground Acceleration (g) | 0.99704
3.15 | E1.3b | Power plant | Medium/large power with anchored components | Earthquake | Peak Ground Acceleration (g) | 0.99726
3.2 | E1.3b | Power plant | Medium/large power with anchored components | Earthquake | Peak Ground Acceleration (g) | 0.99746
3.25 | E1.3b | Power plant | Medium/large power with anchored components | Earthquake | Peak Ground Acceleration (g) | 0.99765
3.3 | E1.3b | Power plant | Medium/large power with anchored components | Earthquake | Peak Ground Acceleration (g) | 0.99782
3.35 | E1.3b | Power plant | Medium/large power with anchored components | Earthquake | Peak Ground Acceleration (g) | 0.99798
3.4 | E1.3b | Power plant | Medium/large power with anchored components | Earthquake | Peak Ground Acceleration (g) | 0.99812
3.45 | E1.3b | Power plant | Medium/large power with anchored components | Earthquake | Peak Ground Acceleration (g) | 0.99826
3.5 | E1.3b | Power plant | Medium/large power with anchored components | Earthquake | Peak Ground Acceleration (g) | 0.99838
3.55 | E1.3b | Power plant | Medium/large power with anchored components | Earthquake | Peak Ground Acceleration (g) | 0.99849
3.6 | E1.3b | Power plant | Medium/large power with anchored components | Earthquake | Peak Ground Acceleration (g) | 0.9986
3.65 | E1.3b | Power plant | Medium/large power with anchored components | Earthquake | Peak Ground Acceleration (g) | 0.9987
3.7 | E1.3b | Power plant | Medium/large power with anchored components | Earthquake | Peak Ground Acceleration (g) | 0.99879
3.75 | E1.3b | Power plant | Medium/large power with anchored components | Earthquake | Peak Ground Acceleration (g) | 0.99887
3.8 | E1.3b | Power plant | Medium/large power with anchored components | Earthquake | Peak Ground Acceleration (g) | 0.99895
3.85 | E1.3b | Power plant | Medium/large power with anchored components | Earthquake | Peak Ground Acceleration (g) | 0.99902
3.9 | E1.3b | Power plant | Medium/large power with anchored components | Earthquake | Peak Ground Acceleration (g) | 0.99909
3.95 | E1.3b | Power plant | Medium/large power with anchored components | Earthquake | Peak Ground Acceleration (g) | 0.99915
4 | E1.3b | Power plant | Medium/large power with anchored components | Earthquake | Peak Ground Acceleration (g) | 0.9992
0 | E1.4 | Power plant | Medium/large power with unanchored components | Earthquake | Peak Ground Acceleration (g) | 0
0.05 | E1.4 | Power plant | Medium/large power with unanchored components | Earthquake | Peak Ground Acceleration (g) | 0.010874
0.1 | E1.4 | Power plant | Medium/large power with unanchored components | Earthquake | Peak Ground Acceleration (g) | 0.060758
0.15 | E1.4 | Power plant | Medium/large power with unanchored components | Earthquake | Peak Ground Acceleration (g) | 0.12911
0.2 | E1.4 | Power plant | Medium/large power with unanchored components | Earthquake | Peak Ground Acceleration (g) | 0.20087
0.25 | E1.4 | Power plant | Medium/large power with unanchored components | Earthquake | Peak Ground Acceleration (g) | 0.27073
0.3 | E1.4 | Power plant | Medium/large power with unanchored components | Earthquake | Peak Ground Acceleration (g) | 0.33778
0.35 | E1.4 | Power plant | Medium/large power with unanchored components | Earthquake | Peak Ground Acceleration (g) | 0.40189
0.4 | E1.4 | Power plant | Medium/large power with unanchored components | Earthquake | Peak Ground Acceleration (g) | 0.46274
0.45 | E1.4 | Power plant | Medium/large power with unanchored components | Earthquake | Peak Ground Acceleration (g) | 0.51986
0.5 | E1.4 | Power plant | Medium/large power with unanchored components | Earthquake | Peak Ground Acceleration (g) | 0.57281
0.55 | E1.4 | Power plant | Medium/large power with unanchored components | Earthquake | Peak Ground Acceleration (g) | 0.62135
0.6 | E1.4 | Power plant | Medium/large power with unanchored components | Earthquake | Peak Ground Acceleration (g) | 0.66539
0.65 | E1.4 | Power plant | Medium/large power with unanchored components | Earthquake | Peak Ground Acceleration (g) | 0.70502
0.7 | E1.4 | Power plant | Medium/large power with unanchored components | Earthquake | Peak Ground Acceleration (g) | 0.74043
0.75 | E1.4 | Power plant | Medium/large power with unanchored components | Earthquake | Peak Ground Acceleration (g) | 0.77191
0.8 | E1.4 | Power plant | Medium/large power with unanchored components | Earthquake | Peak Ground Acceleration (g) | 0.79976
0.85 | E1.4 | Power plant | Medium/large power with unanchored components | Earthquake | Peak Ground Acceleration (g) | 0.82433
0.9 | E1.4 | Power plant | Medium/large power with unanchored components | Earthquake | Peak Ground Acceleration (g) | 0.84594
0.95 | E1.4 | Power plant | Medium/large power with unanchored components | Earthquake | Peak Ground Acceleration (g) | 0.86491
1 | E1.4 | Power plant | Medium/large power with unanchored components | Earthquake | Peak Ground Acceleration (g) | 0.88154
1.05 | E1.4 | Power plant | Medium/large power with unanchored components | Earthquake | Peak Ground Acceleration (g) | 0.89611
1.1 | E1.4 | Power plant | Medium/large power with unanchored components | Earthquake | Peak Ground Acceleration (g) | 0.90885
1.15 | E1.4 | Power plant | Medium/large power with unanchored components | Earthquake | Peak Ground Acceleration (g) | 0.91999
1.2 | E1.4 | Power plant | Medium/large power with unanchored components | Earthquake | Peak Ground Acceleration (g) | 0.92974
1.25 | E1.4 | Power plant | Medium/large power with unanchored components | Earthquake | Peak Ground Acceleration (g) | 0.93826
1.3 | E1.4 | Power plant | Medium/large power with unanchored components | Earthquake | Peak Ground Acceleration (g) | 0.94571
1.35 | E1.4 | Power plant | Medium/large power with unanchored components | Earthquake | Peak Ground Acceleration (g) | 0.95223
1.4 | E1.4 | Power plant | Medium/large power with unanchored components | Earthquake | Peak Ground Acceleration (g) | 0.95794
1.45 | E1.4 | Power plant | Medium/large power with unanchored components | Earthquake | Peak Ground Acceleration (g) | 0.96293
1.5 | E1.4 | Power plant | Medium/large power with unanchored components | Earthquake | Peak Ground Acceleration (g) | 0.9673
1.55 | E1.4 | Power plant | Medium/large power with unanchored components | Earthquake | Peak Ground Acceleration (g) | 0.97114
1.6 | E1.4 | Power plant | Medium/large power with unanchored components | Earthquake | Peak Ground Acceleration (g) | 0.9745
1.65 | E1.4 | Power plant | Medium/large power with unanchored components | Earthquake | Peak Ground Acceleration (g) | 0.97745
1.7 | E1.4 | Power plant | Medium/large power with unanchored components | Earthquake | Peak Ground Acceleration (g) | 0.98005
1.75 | E1.4 | Power plant | Medium/large power with unanchored components | Earthquake | Peak Ground Acceleration (g) | 0.98233
1.8 | E1.4 | Power plant | Medium/large power with unanchored components | Earthquake | Peak Ground Acceleration (g) | 0.98433
1.85 | E1.4 | Power plant | Medium/large power with unanchored components | Earthquake | Peak Ground Acceleration (g) | 0.9861
1.9 | E1.4 | Power plant | Medium/large power with unanchored components | Earthquake | Peak Ground Acceleration (g) | 0.98765
1.95 | E1.4 | Power plant | Medium/large power with unanchored components | Earthquake | Peak Ground Acceleration (g) | 0.98902
2 | E1.4 | Power plant | Medium/large power with unanchored components | Earthquake | Peak Ground Acceleration (g) | 0.99024
2.05 | E1.4 | Power plant | Medium/large power with unanchored components | Earthquake | Peak Ground Acceleration (g) | 0.9913
2.1 | E1.4 | Power plant | Medium/large power with unanchored components | Earthquake | Peak Ground Acceleration (g) | 0.99225
2.15 | E1.4 | Power plant | Medium/large power with unanchored components | Earthquake | Peak Ground Acceleration (g) | 0.99309
2.2 | E1.4 | Power plant | Medium/large power with unanchored components | Earthquake | Peak Ground Acceleration (g) | 0.99383
2.25 | E1.4 | Power plant | Medium/large power with unanchored components | Earthquake | Peak Ground Acceleration (g) | 0.99449
2.3 | E1.4 | Power plant | Medium/large power with unanchored components | Earthquake | Peak Ground Acceleration (g) | 0.99507
2.35 | E1.4 | Power plant | Medium/large power with unanchored components | Earthquake | Peak Ground Acceleration (g) | 0.99559
2.4 | E1.4 | Power plant | Medium/large power with unanchored components | Earthquake | Peak Ground Acceleration (g) | 0.99605
2.45 | E1.4 | Power plant | Medium/large power with unanchored components | Earthquake | Peak Ground Acceleration (g) | 0.99646
2.5 | E1.4 | Power plant | Medium/large power with unanchored components | Earthquake | Peak Ground Acceleration (g) | 0.99682
2.55 | E1.4 | Power plant | Medium/large power with unanchored components | Earthquake | Peak Ground Acceleration (g) | 0.99715
2.6 | E1.4 | Power plant | Medium/large power with unanchored components | Earthquake | Peak Ground Acceleration (g) | 0.99744
2.65 | E1.4 | Power plant | Medium/large power with unanchored components | Earthquake | Peak Ground Acceleration (g) | 0.99769
2.7 | E1.4 | Power plant | Medium/large power with unanchored components | Earthquake | Peak Ground Acceleration (g) | 0.99792
2.75 | E1.4 | Power plant | Medium/large power with unanchored components | Earthquake | Peak Ground Acceleration (g) | 0.99813
2.8 | E1.4 | Power plant | Medium/large power with unanchored components | Earthquake | Peak Ground Acceleration (g) | 0.99831
2.85 | E1.4 | Power plant | Medium/large power with unanchored components | Earthquake | Peak Ground Acceleration (g) | 0.99848
2.9 | E1.4 | Power plant | Medium/large power with unanchored components | Earthquake | Peak Ground Acceleration (g) | 0.99863
2.95 | E1.4 | Power plant | Medium/large power with unanchored components | Earthquake | Peak Ground Acceleration (g) | 0.99876
3 | E1.4 | Power plant | Medium/large power with unanchored components | Earthquake | Peak Ground Acceleration (g) | 0.99888
3.05 | E1.4 | Power plant | Medium/large power with unanchored components | Earthquake | Peak Ground Acceleration (g) | 0.99899
3.1 | E1.4 | Power plant | Medium/large power with unanchored components | Earthquake | Peak Ground Acceleration (g) | 0.99908
3.15 | E1.4 | Power plant | Medium/large power with unanchored components | Earthquake | Peak Ground Acceleration (g) | 0.99917
3.2 | E1.4 | Power plant | Medium/large power with unanchored components | Earthquake | Peak Ground Acceleration (g) | 0.99925
3.25 | E1.4 | Power plant | Medium/large power with unanchored components | Earthquake | Peak Ground Acceleration (g) | 0.99932
3.3 | E1.4 | Power plant | Medium/large power with unanchored components | Earthquake | Peak Ground Acceleration (g) | 0.99938
3.35 | E1.4 | Power plant | Medium/large power with unanchored components | Earthquake | Peak Ground Acceleration (g) | 0.99944
3.4 | E1.4 | Power plant | Medium/large power with unanchored components | Earthquake | Peak Ground Acceleration (g) | 0.99949
3.45 | E1.4 | Power plant | Medium/large power with unanchored components | Earthquake | Peak Ground Acceleration (g) | 0.99953
3.5 | E1.4 | Power plant | Medium/large power with unanchored components | Earthquake | Peak Ground Acceleration (g) | 0.99958
3.55 | E1.4 | Power plant | Medium/large power with unanchored components | Earthquake | Peak Ground Acceleration (g) | 0.99961
3.6 | E1.4 | Power plant | Medium/large power with unanchored components | Earthquake | Peak Ground Acceleration (g) | 0.99965
3.65 | E1.4 | Power plant | Medium/large power with unanchored components | Earthquake | Peak Ground Acceleration (g) | 0.99968
3.7 | E1.4 | Power plant | Medium/large power with unanchored components | Earthquake | Peak Ground Acceleration (g) | 0.99971
3.75 | E1.4 | Power plant | Medium/large power with unanchored components | Earthquake | Peak Ground Acceleration (g) | 0.99973
3.8 | E1.4 | Power plant | Medium/large power with unanchored components | Earthquake | Peak Ground Acceleration (g) | 0.99976
3.85 | E1.4 | Power plant | Medium/large power with unanchored components | Earthquake | Peak Ground Acceleration (g) | 0.99978
3.9 | E1.4 | Power plant | Medium/large power with unanchored components | Earthquake | Peak Ground Acceleration (g) | 0.9998
3.95 | E1.4 | Power plant | Medium/large power with unanchored components | Earthquake | Peak Ground Acceleration (g) | 0.99981
4 | E1.4 | Power plant | Medium/large power with unanchored components | Earthquake | Peak Ground Acceleration (g) | 0.99983
0 | E1.4a | Power plant | Medium/large power with unanchored components | Earthquake | Peak Ground Acceleration (g) | 0
0.05 | E1.4a | Power plant | Medium/large power with unanchored components | Earthquake | Peak Ground Acceleration (g) | 0.001735
0.1 | E1.4a | Power plant | Medium/large power with unanchored components | Earthquake | Peak Ground Acceleration (g) | 0.015811
0.15 | E1.4a | Power plant | Medium/large power with unanchored components | Earthquake | Peak Ground Acceleration (g) | 0.043955
0.2 | E1.4a | Power plant | Medium/large power with unanchored components | Earthquake | Peak Ground Acceleration (g) | 0.079469
0.25 | E1.4a | Power plant | Medium/large power with unanchored components | Earthquake | Peak Ground Acceleration (g) | 0.1188
0.3 | E1.4a | Power plant | Medium/large power with unanchored components | Earthquake | Peak Ground Acceleration (g) | 0.16094
0.35 | E1.4a | Power plant | Medium/large power with unanchored components | Earthquake | Peak Ground Acceleration (g) | 0.20524
0.4 | E1.4a | Power plant | Medium/large power with unanchored components | Earthquake | Peak Ground Acceleration (g) | 0.2508
0.45 | E1.4a | Power plant | Medium/large power with unanchored components | Earthquake | Peak Ground Acceleration (g) | 0.29658
0.5 | E1.4a | Power plant | Medium/large power with unanchored components | Earthquake | Peak Ground Acceleration (g) | 0.34156
0.55 | E1.4a | Power plant | Medium/large power with unanchored components | Earthquake | Peak Ground Acceleration (g) | 0.3849
0.6 | E1.4a | Power plant | Medium/large power with unanchored components | Earthquake | Peak Ground Acceleration (g) | 0.42597
0.65 | E1.4a | Power plant | Medium/large power with unanchored components | Earthquake | Peak Ground Acceleration (g) | 0.46436
0.7 | E1.4a | Power plant | Medium/large power with unanchored components | Earthquake | Peak Ground Acceleration (g) | 0.49984
0.75 | E1.4a | Power plant | Medium/large power with unanchored components | Earthquake | Peak Ground Acceleration (g) | 0.53232
0.8 | E1.4a | Power plant | Medium/large power with unanchored components | Earthquake | Peak Ground Acceleration (g) | 0.56183
0.85 | E1.4a | Power plant | Medium/large power with unanchored components | Earthquake | Peak Ground Acceleration (g) | 0.58847
0.9 | E1.4a | Power plant | Medium/large power with unanchored components | Earthquake | Peak Ground Acceleration (g) | 0.61241
0.95 | E1.4a | Power plant | Medium/large power with unanchored components | Earthquake | Peak Ground Acceleration (g) | 0.63382
1 | E1.4a | Power plant | Medium/large power with unanchored components | Earthquake | Peak Ground Acceleration (g) | 0.65291
1.05 | E1.4a | Power plant | Medium/large power with unanchored components | Earthquake | Peak Ground Acceleration (g) | 0.66989
1.1 | E1.4a | Power plant | Medium/large power with unanchored components | Earthquake | Peak Ground Acceleration (g) | 0.68495
1.15 | E1.4a | Power plant | Medium/large power with unanchored components | Earthquake | Peak Ground Acceleration (g) | 0.69828
1.2 | E1.4a | Power plant | Medium/large power with unanchored components | Earthquake | Peak Ground Acceleration (g) | 0.71008
1.25 | E1.4a | Power plant | Medium/large power with unanchored components | Earthquake | Peak Ground Acceleration (g) | 0.7205
1.3 | E1.4a | Power plant | Medium/large power with unanchored components | Earthquake | Peak Ground Acceleration (g) | 0.7297
1.35 | E1.4a | Power plant | Medium/large power with unanchored components | Earthquake | Peak Ground Acceleration (g) | 0.73782
1.4 | E1.4a | Power plant | Medium/large power with unanchored components | Earthquake | Peak Ground Acceleration (g) | 0.74498
1.45 | E1.4a | Power plant | Medium/large power with unanchored components | Earthquake | Peak Ground Acceleration (g) | 0.7513
1.5 | E1.4a | Power plant | Medium/large power with unanchored components | Earthquake | Peak Ground Acceleration (g) | 0.75687
1.55 | E1.4a | Power plant | Medium/large power with unanchored components | Earthquake | Peak Ground Acceleration (g) | 0.76178
1.6 | E1.4a | Power plant | Medium/large power with unanchored components | Earthquake | Peak Ground Acceleration (g) | 0.76611
1.65 | E1.4a | Power plant | Medium/large power with unanchored components | Earthquake | Peak Ground Acceleration (g) | 0.76994
1.7 | E1.4a | Power plant | Medium/large power with unanchored components | Earthquake | Peak Ground Acceleration (g) | 0.77331
1.75 | E1.4a | Power plant | Medium/large power with unanchored components | Earthquake | Peak Ground Acceleration (g) | 0.77629
1.8 | E1.4a | Power plant | Medium/large power with unanchored components | Earthquake | Peak Ground Acceleration (g) | 0.77892
1.85 | E1.4a | Power plant | Medium/large power with unanchored components | Earthquake | Peak Ground Acceleration (g) | 0.78125
1.9 | E1.4a | Power plant | Medium/large power with unanchored components | Earthquake | Peak Ground Acceleration (g) | 0.78331
1.95 | E1.4a | Power plant | Medium/large power with unanchored components | Earthquake | Peak Ground Acceleration (g) | 0.78513
2 | E1.4a | Power plant | Medium/large power with unanchored components | Earthquake | Peak Ground Acceleration (g) | 0.78674
2.05 | E1.4a | Power plant | Medium/large power with unanchored components | Earthquake | Peak Ground Acceleration (g) | 0.78817
2.1 | E1.4a | Power plant | Medium/large power with unanchored components | Earthquake | Peak Ground Acceleration (g) | 0.78944
2.15 | E1.4a | Power plant | Medium/large power with unanchored components | Earthquake | Peak Ground Acceleration (g) | 0.79056
2.2 | E1.4a | Power plant | Medium/large power with unanchored components | Earthquake | Peak Ground Acceleration (g) | 0.79156
2.25 | E1.4a | Power plant | Medium/large power with unanchored components | Earthquake | Peak Ground Acceleration (g) | 0.79245
2.3 | E1.4a | Power plant | Medium/large power with unanchored components | Earthquake | Peak Ground Acceleration (g) | 0.79324
2.35 | E1.4a | Power plant | Medium/large power with unanchored components | Earthquake | Peak Ground Acceleration (g) | 0.79394
2.4 | E1.4a | Power plant | Medium/large power with unanchored components | Earthquake | Peak Ground Acceleration (g) | 0.79456
2.45 | E1.4a | Power plant | Medium/large power with unanchored components | Earthquake | Peak Ground Acceleration (g) | 0.79512
2.5 | E1.4a | Power plant | Medium/large power with unanchored components | Earthquake | Peak Ground Acceleration (g) | 0.79562
2.55 | E1.4a | Power plant | Medium/large power with unanchored components | Earthquake | Peak Ground Acceleration (g) | 0.79606
2.6 | E1.4a | Power plant | Medium/large power with unanchored components | Earthquake | Peak Ground Acceleration (g) | 0.79645
2.65 | E1.4a | Power plant | Medium/large power with unanchored components | Earthquake | Peak Ground Acceleration (g) | 0.79681
2.7 | E1.4a | Power plant | Medium/large power with unanchored components | Earthquake | Peak Ground Acceleration (g) | 0.79712
2.75 | E1.4a | Power plant | Medium/large power with unanchored components | Earthquake | Peak Ground Acceleration (g) | 0.79741
2.8 | E1.4a | Power plant | Medium/large power with unanchored components | Earthquake | Peak Ground Acceleration (g) | 0.79766
2.85 | E1.4a | Power plant | Medium/large power with unanchored components | Earthquake | Peak Ground Acceleration (g) | 0.79789
2.9 | E1.4a | Power plant | Medium/large power with unanchored components | Earthquake | Peak Ground Acceleration (g) | 0.79809
2.95 | E1.4a | Power plant | Medium/large power with unanchored components | Earthquake | Peak Ground Acceleration (g) | 0.79828
3 | E1.4a | Power plant | Medium/large power with unanchored components | Earthquake | Peak Ground Acceleration (g) | 0.79844
3.05 | E1.4a | Power plant | Medium/large power with unanchored components | Earthquake | Peak Ground Acceleration (g) | 0.79859
3.1 | E1.4a | Power plant | Medium/large power with unanchored components | Earthquake | Peak Ground Acceleration (g) | 0.79872
3.15 | E1.4a | Power plant | Medium/large power with unanchored components | Earthquake | Peak Ground Acceleration (g) | 0.79884
3.2 | E1.4a | Power plant | Medium/large power with unanchored components | Earthquake | Peak Ground Acceleration (g) | 0.79895
3.25 | E1.4a | Power plant | Medium/large power with unanchored components | Earthquake | Peak Ground Acceleration (g) | 0.79905
3.3 | E1.4a | Power plant | Medium/large power with unanchored components | Earthquake | Peak Ground Acceleration (g) | 0.79913
3.35 | E1.4a | Power plant | Medium/large power with unanchored components | Earthquake | Peak Ground Acceleration (g) | 0.79921
3.4 | E1.4a | Power plant | Medium/large power with unanchored components | Earthquake | Peak Ground Acceleration (g) | 0.79928
3.45 | E1.4a | Power plant | Medium/large power with unanchored components | Earthquake | Peak Ground Acceleration (g) | 0.79935
3.5 | E1.4a | Power plant | Medium/large power with unanchored components | Earthquake | Peak Ground Acceleration (g) | 0.79941
3.55 | E1.4a | Power plant | Medium/large power with unanchored components | Earthquake | Peak Ground Acceleration (g) | 0.79946
3.6 | E1.4a | Power plant | Medium/large power with unanchored components | Earthquake | Peak Ground Acceleration (g) | 0.79951
3.65 | E1.4a | Power plant | Medium/large power with unanchored components | Earthquake | Peak Ground Acceleration (g) | 0.79955
3.7 | E1.4a | Power plant | Medium/large power with unanchored components | Earthquake | Peak Ground Acceleration (g) | 0.79959
3.75 | E1.4a | Power plant | Medium/large power with unanchored components | Earthquake | Peak Ground Acceleration (g) | 0.79963
3.8 | E1.4a | Power plant | Medium/large power with unanchored components | Earthquake | Peak Ground Acceleration (g) | 0.79966
3.85 | E1.4a | Power plant | Medium/large power with unanchored components | Earthquake | Peak Ground Acceleration (g) | 0.79969
3.9 | E1.4a | Power plant | Medium/large power with unanchored components | Earthquake | Peak Ground Acceleration (g) | 0.79971
3.95 | E1.4a | Power plant | Medium/large power with unanchored components | Earthquake | Peak Ground Acceleration (g) | 0.79974
4 | E1.4a | Power plant | Medium/large power with unanchored components | Earthquake | Peak Ground Acceleration (g) | 0.79976
0 | E1.4b | Power plant | Medium/large power with unanchored components | Earthquake | Peak Ground Acceleration (g) | 0
0.05 | E1.4b | Power plant | Medium/large power with unanchored components | Earthquake | Peak Ground Acceleration (g) | 0.019483
0.1 | E1.4b | Power plant | Medium/large power with unanchored components | Earthquake | Peak Ground Acceleration (g) | 0.094262
0.15 | E1.4b | Power plant | Medium/large power with unanchored components | Earthquake | Peak Ground Acceleration (g) | 0.17701
0.2 | E1.4b | Power plant | Medium/large power with unanchored components | Earthquake | Peak Ground Acceleration (g) | 0.25443
0.25 | E1.4b | Power plant | Medium/large power with unanchored components | Earthquake | Peak Ground Acceleration (g) | 0.32628
0.3 | E1.4b | Power plant | Medium/large power with unanchored components | Earthquake | Peak Ground Acceleration (g) | 0.39394
0.35 | E1.4b | Power plant | Medium/large power with unanchored components | Earthquake | Peak Ground Acceleration (g) | 0.45796
0.4 | E1.4b | Power plant | Medium/large power with unanchored components | Earthquake | Peak Ground Acceleration (g) | 0.51812
0.45 | E1.4b | Power plant | Medium/large power with unanchored components | Earthquake | Peak Ground Acceleration (g) | 0.57392
0.5 | E1.4b | Power plant | Medium/large power with unanchored components | Earthquake | Peak Ground Acceleration (g) | 0.62499
0.55 | E1.4b | Power plant | Medium/large power with unanchored components | Earthquake | Peak Ground Acceleration (g) | 0.67113
0.6 | E1.4b | Power plant | Medium/large power with unanchored components | Earthquake | Peak Ground Acceleration (g) | 0.7124
0.65 | E1.4b | Power plant | Medium/large power with unanchored components | Earthquake | Peak Ground Acceleration (g) | 0.749
0.7 | E1.4b | Power plant | Medium/large power with unanchored components | Earthquake | Peak Ground Acceleration (g) | 0.78125
0.75 | E1.4b | Power plant | Medium/large power with unanchored components | Earthquake | Peak Ground Acceleration (g) | 0.80953
0.8 | E1.4b | Power plant | Medium/large power with unanchored components | Earthquake | Peak Ground Acceleration (g) | 0.83423
0.85 | E1.4b | Power plant | Medium/large power with unanchored components | Earthquake | Peak Ground Acceleration (g) | 0.85574
0.9 | E1.4b | Power plant | Medium/large power with unanchored components | Earthquake | Peak Ground Acceleration (g) | 0.87445
0.95 | E1.4b | Power plant | Medium/large power with unanchored components | Earthquake | Peak Ground Acceleration (g) | 0.89069
1 | E1.4b | Power plant | Medium/large power with unanchored components | Earthquake | Peak Ground Acceleration (g) | 0.90479
1.05 | E1.4b | Power plant | Medium/large power with unanchored components | Earthquake | Peak Ground Acceleration (g) | 0.91701
1.1 | E1.4b | Power plant | Medium/large power with unanchored components | Earthquake | Peak Ground Acceleration (g) | 0.92761
1.15 | E1.4b | Power plant | Medium/large power with unanchored components | Earthquake | Peak Ground Acceleration (g) | 0.93681
1.2 | E1.4b | Power plant | Medium/large power with unanchored components | Earthquake | Peak Ground Acceleration (g) | 0.94478
1.25 | E1.4b | Power plant | Medium/large power with unanchored components | Earthquake | Peak Ground Acceleration (g) | 0.95171
1.3 | E1.4b | Power plant | Medium/large power with unanchored components | Earthquake | Peak Ground Acceleration (g) | 0.95773
1.35 | E1.4b | Power plant | Medium/large power with unanchored components | Earthquake | Peak Ground Acceleration (g) | 0.96296
1.4 | E1.4b | Power plant | Medium/large power with unanchored components | Earthquake | Peak Ground Acceleration (g) | 0.96751
1.45 | E1.4b | Power plant | Medium/large power with unanchored components | Earthquake | Peak Ground Acceleration (g) | 0.97147
1.5 | E1.4b | Power plant | Medium/large power with unanchored components | Earthquake | Peak Ground Acceleration (g) | 0.97492
1.55 | E1.4b | Power plant | Medium/large power with unanchored components | Earthquake | Peak Ground Acceleration (g) | 0.97793
1.6 | E1.4b | Power plant | Medium/large power with unanchored components | Earthquake | Peak Ground Acceleration (g) | 0.98056
1.65 | E1.4b | Power plant | Medium/large power with unanchored components | Earthquake | Peak Ground Acceleration (g) | 0.98286
1.7 | E1.4b | Power plant | Medium/large power with unanchored components | Earthquake | Peak Ground Acceleration (g) | 0.98487
1.75 | E1.4b | Power plant | Medium/large power with unanchored components | Earthquake | Peak Ground Acceleration (g) | 0.98663
1.8 | E1.4b | Power plant | Medium/large power with unanchored components | Earthquake | Peak Ground Acceleration (g) | 0.98818
1.85 | E1.4b | Power plant | Medium/large power with unanchored components | Earthquake | Peak Ground Acceleration (g) | 0.98953
1.9 | E1.4b | Power plant | Medium/large power with unanchored components | Earthquake | Peak Ground Acceleration (g) | 0.99072
1.95 | E1.4b | Power plant | Medium/large power with unanchored components | Earthquake | Peak Ground Acceleration (g) | 0.99177
2 | E1.4b | Power plant | Medium/large power with unanchored components | Earthquake | Peak Ground Acceleration (g) | 0.99269
2.05 | E1.4b | Power plant | Medium/large power with unanchored components | Earthquake | Peak Ground Acceleration (g) | 0.9935
2.1 | E1.4b | Power plant | Medium/large power with unanchored components | Earthquake | Peak Ground Acceleration (g) | 0.99422
2.15 | E1.4b | Power plant | Medium/large power with unanchored components | Earthquake | Peak Ground Acceleration (g) | 0.99485
2.2 | E1.4b | Power plant | Medium/large power with unanchored components | Earthquake | Peak Ground Acceleration (g) | 0.99541
2.25 | E1.4b | Power plant | Medium/large power with unanchored components | Earthquake | Peak Ground Acceleration (g) | 0.9959
2.3 | E1.4b | Power plant | Medium/large power with unanchored components | Earthquake | Peak Ground Acceleration (g) | 0.99634
2.35 | E1.4b | Power plant | Medium/large power with unanchored components | Earthquake | Peak Ground Acceleration (g) | 0.99673
2.4 | E1.4b | Power plant | Medium/large power with unanchored components | Earthquake | Peak Ground Acceleration (g) | 0.99708
2.45 | E1.4b | Power plant | Medium/large power with unanchored components | Earthquake | Peak Ground Acceleration (g) | 0.99738
2.5 | E1.4b | Power plant | Medium/large power with unanchored components | Earthquake | Peak Ground Acceleration (g) | 0.99765
2.55 | E1.4b | Power plant | Medium/large power with unanchored components | Earthquake | Peak Ground Acceleration (g) | 0.9979
2.6 | E1.4b | Power plant | Medium/large power with unanchored components | Earthquake | Peak Ground Acceleration (g) | 0.99811
2.65 | E1.4b | Power plant | Medium/large power with unanchored components | Earthquake | Peak Ground Acceleration (g) | 0.9983
2.7 | E1.4b | Power plant | Medium/large power with unanchored components | Earthquake | Peak Ground Acceleration (g) | 0.99847
2.75 | E1.4b | Power plant | Medium/large power with unanchored components | Earthquake | Peak Ground Acceleration (g) | 0.99863
2.8 | E1.4b | Power plant | Medium/large power with unanchored components | Earthquake | Peak Ground Acceleration (g) | 0.99876
2.85 | E1.4b | Power plant | Medium/large power with unanchored components | Earthquake | Peak Ground Acceleration (g) | 0.99889
2.9 | E1.4b | Power plant | Medium/large power with unanchored components | Earthquake | Peak Ground Acceleration (g) | 0.99899
2.95 | E1.4b | Power plant | Medium/large power with unanchored components | Earthquake | Peak Ground Acceleration (g) | 0.99909
3 | E1.4b | Power plant | Medium/large power with unanchored components | Earthquake | Peak Ground Acceleration (g) | 0.99918
3.05 | E1.4b | Power plant | Medium/large power with unanchored components | Earthquake | Peak Ground Acceleration (g) | 0.99926
3.1 | E1.4b | Power plant | Medium/large power with unanchored components | Earthquake | Peak Ground Acceleration (g) | 0.99933
3.15 | E1.4b | Power plant | Medium/large power with unanchored components | Earthquake | Peak Ground Acceleration (g) | 0.99939
3.2 | E1.4b | Power plant | Medium/large power with unanchored components | Earthquake | Peak Ground Acceleration (g) | 0.99945
3.25 | E1.4b | Power plant | Medium/large power with unanchored components | Earthquake | Peak Ground Acceleration (g) | 0.9995
3.3 | E1.4b | Power plant | Medium/large power with unanchored components | Earthquake | Peak Ground Acceleration (g) | 0.99955
3.35 | E1.4b | Power plant | Medium/large power with unanchored components | Earthquake | Peak Ground Acceleration (g) | 0.99959
3.4 | E1.4b | Power plant | Medium/large power with unanchored components | Earthquake | Peak Ground Acceleration (g) | 0.99963
3.45 | E1.4b | Power plant | Medium/large power with unanchored components | Earthquake | Peak Ground Acceleration (g) | 0.99966
3.5 | E1.4b | Power plant | Medium/large power with unanchored components | Earthquake | Peak Ground Acceleration (g) | 0.99969
3.55 | E1.4b | Power plant | Medium/large power with unanchored components | Earthquake | Peak Ground Acceleration (g) | 0.99972
3.6 | E1.4b | Power plant | Medium/large power with unanchored components | Earthquake | Peak Ground Acceleration (g) | 0.99974
3.65 | E1.4b | Power plant | Medium/large power with unanchored components | Earthquake | Peak Ground Acceleration (g) | 0.99977
3.7 | E1.4b | Power plant | Medium/large power with unanchored components | Earthquake | Peak Ground Acceleration (g) | 0.99979
3.75 | E1.4b | Power plant | Medium/large power with unanchored components | Earthquake | Peak Ground Acceleration (g) | 0.99981
3.8 | E1.4b | Power plant | Medium/large power with unanchored components | Earthquake | Peak Ground Acceleration (g) | 0.99982
3.85 | E1.4b | Power plant | Medium/large power with unanchored components | Earthquake | Peak Ground Acceleration (g) | 0.99984
3.9 | E1.4b | Power plant | Medium/large power with unanchored components | Earthquake | Peak Ground Acceleration (g) | 0.99985
3.95 | E1.4b | Power plant | Medium/large power with unanchored components | Earthquake | Peak Ground Acceleration (g) | 0.99987
4 | E1.4b | Power plant | Medium/large power with unanchored components | Earthquake | Peak Ground Acceleration (g) | 0.99988
0 | E1.15 | Hydropower plants | N/A | Earthquake | Peak Ground Acceleration (g) | 0
0.05 | E1.15 | Hydropower plants | N/A | Earthquake | Peak Ground Acceleration (g) | 1.2247e-07
0.1 | E1.15 | Hydropower plants | N/A | Earthquake | Peak Ground Acceleration (g) | 0.00026519
0.15 | E1.15 | Hydropower plants | N/A | Earthquake | Peak Ground Acceleration (g) | 0.0061452
0.2 | E1.15 | Hydropower plants | N/A | Earthquake | Peak Ground Acceleration (g) | 0.031634
0.25 | E1.15 | Hydropower plants | N/A | Earthquake | Peak Ground Acceleration (g) | 0.081349
0.3 | E1.15 | Hydropower plants | N/A | Earthquake | Peak Ground Acceleration (g) | 0.14563
0.35 | E1.15 | Hydropower plants | N/A | Earthquake | Peak Ground Acceleration (g) | 0.21377
0.4 | E1.15 | Hydropower plants | N/A | Earthquake | Peak Ground Acceleration (g) | 0.27935
0.45 | E1.15 | Hydropower plants | N/A | Earthquake | Peak Ground Acceleration (g) | 0.33818
0.5 | E1.15 | Hydropower plants | N/A | Earthquake | Peak Ground Acceleration (g) | 0.38715
0.55 | E1.15 | Hydropower plants | N/A | Earthquake | Peak Ground Acceleration (g) | 0.42491
0.6 | E1.15 | Hydropower plants | N/A | Earthquake | Peak Ground Acceleration (g) | 0.45203
0.65 | E1.15 | Hydropower plants | N/A | Earthquake | Peak Ground Acceleration (g) | 0.47036
0.7 | E1.15 | Hydropower plants | N/A | Earthquake | Peak Ground Acceleration (g) | 0.48216
0.75 | E1.15 | Hydropower plants | N/A | Earthquake | Peak Ground Acceleration (g) | 0.48947
0.8 | E1.15 | Hydropower plants | N/A | Earthquake | Peak Ground Acceleration (g) | 0.49386
0.85 | E1.15 | Hydropower plants | N/A | Earthquake | Peak Ground Acceleration (g) | 0.49645
0.9 | E1.15 | Hydropower plants | N/A | Earthquake | Peak Ground Acceleration (g) | 0.49795
0.95 | E1.15 | Hydropower plants | N/A | Earthquake | Peak Ground Acceleration (g) | 0.49882
1 | E1.15 | Hydropower plants | N/A | Earthquake | Peak Ground Acceleration (g) | 0.49932
1.05 | E1.15 | Hydropower plants | N/A | Earthquake | Peak Ground Acceleration (g) | 0.4996
1.1 | E1.15 | Hydropower plants | N/A | Earthquake | Peak Ground Acceleration (g) | 0.49976
1.15 | E1.15 | Hydropower plants | N/A | Earthquake | Peak Ground Acceleration (g) | 0.49986
1.2 | E1.15 | Hydropower plants | N/A | Earthquake | Peak Ground Acceleration (g) | 0.49992
1.25 | E1.15 | Hydropower plants | N/A | Earthquake | Peak Ground Acceleration (g) | 0.49995
1.3 | E1.15 | Hydropower plants | N/A | Earthquake | Peak Ground Acceleration (g) | 0.49997
1.35 | E1.15 | Hydropower plants | N/A | Earthquake | Peak Ground Acceleration (g) | 0.49998
1.4 | E1.15 | Hydropower plants | N/A | Earthquake | Peak Ground Acceleration (g) | 0.49999
1.45 | E1.15 | Hydropower plants | N/A | Earthquake | Peak Ground Acceleration (g) | 0.49999
1.5 | E1.15 | Hydropower plants | N/A | Earthquake | Peak Ground Acceleration (g) | 0.49999
1.55 | E1.15 | Hydropower plants | N/A | Earthquake | Peak Ground Acceleration (g) | 0.5
1.6 | E1.15 | Hydropower plants | N/A | Earthquake | Peak Ground Acceleration (g) | 0.5
1.65 | E1.15 | Hydropower plants | N/A | Earthquake | Peak Ground Acceleration (g) | 0.5
1.7 | E1.15 | Hydropower plants | N/A | Earthquake | Peak Ground Acceleration (g) | 0.5
1.75 | E1.15 | Hydropower plants | N/A | Earthquake | Peak Ground Acceleration (g) | 0.5
1.8 | E1.15 | Hydropower plants | N/A | Earthquake | Peak Ground Acceleration (g) | 0.5
1.85 | E1.15 | Hydropower plants | N/A | Earthquake | Peak Ground Acceleration (g) | 0.5
1.9 | E1.15 | Hydropower plants | N/A | Earthquake | Peak Ground Acceleration (g) | 0.5
1.95 | E1.15 | Hydropower plants | N/A | Earthquake | Peak Ground Acceleration (g) | 0.5
2 | E1.15 | Hydropower plants | N/A | Earthquake | Peak Ground Acceleration (g) | 0.5
2.05 | E1.15 | Hydropower plants | N/A | Earthquake | Peak Ground Acceleration (g) | 0.5
2.1 | E1.15 | Hydropower plants | N/A | Earthquake | Peak Ground Acceleration (g) | 0.5
2.15 | E1.15 | Hydropower plants | N/A | Earthquake | Peak Ground Acceleration (g) | 0.5
2.2 | E1.15 | Hydropower plants | N/A | Earthquake | Peak Ground Acceleration (g) | 0.5
2.25 | E1.15 | Hydropower plants | N/A | Earthquake | Peak Ground Acceleration (g) | 0.5
2.3 | E1.15 | Hydropower plants | N/A | Earthquake | Peak Ground Acceleration (g) | 0.5
2.35 | E1.15 | Hydropower plants | N/A | Earthquake | Peak Ground Acceleration (g) | 0.5
2.4 | E1.15 | Hydropower plants | N/A | Earthquake | Peak Ground Acceleration (g) | 0.5
2.45 | E1.15 | Hydropower plants | N/A | Earthquake | Peak Ground Acceleration (g) | 0.5
2.5 | E1.15 | Hydropower plants | N/A | Earthquake | Peak Ground Acceleration (g) | 0.5
2.55 | E1.15 | Hydropower plants | N/A | Earthquake | Peak Ground Acceleration (g) | 0.5
2.6 | E1.15 | Hydropower plants | N/A | Earthquake | Peak Ground Acceleration (g) | 0.5
2.65 | E1.15 | Hydropower plants | N/A | Earthquake | Peak Ground Acceleration (g) | 0.5
2.7 | E1.15 | Hydropower plants | N/A | Earthquake | Peak Ground Acceleration (g) | 0.5
2.75 | E1.15 | Hydropower plants | N/A | Earthquake | Peak Ground Acceleration (g) | 0.5
2.8 | E1.15 | Hydropower plants | N/A | Earthquake | Peak Ground Acceleration (g) | 0.5
2.85 | E1.15 | Hydropower plants | N/A | Earthquake | Peak Ground Acceleration (g) | 0.5
2.9 | E1.15 | Hydropower plants | N/A | Earthquake | Peak Ground Acceleration (g) | 0.5
2.95 | E1.15 | Hydropower plants | N/A | Earthquake | Peak Ground Acceleration (g) | 0.5
3 | E1.15 | Hydropower plants | N/A | Earthquake | Peak Ground Acceleration (g) | 0.5
3.05 | E1.15 | Hydropower plants | N/A | Earthquake | Peak Ground Acceleration (g) | 0.5
3.1 | E1.15 | Hydropower plants | N/A | Earthquake | Peak Ground Acceleration (g) | 0.5
3.15 | E1.15 | Hydropower plants | N/A | Earthquake | Peak Ground Acceleration (g) | 0.5
3.2 | E1.15 | Hydropower plants | N/A | Earthquake | Peak Ground Acceleration (g) | 0.5
3.25 | E1.15 | Hydropower plants | N/A | Earthquake | Peak Ground Acceleration (g) | 0.5
3.3 | E1.15 | Hydropower plants | N/A | Earthquake | Peak Ground Acceleration (g) | 0.5
3.35 | E1.15 | Hydropower plants | N/A | Earthquake | Peak Ground Acceleration (g) | 0.5
3.4 | E1.15 | Hydropower plants | N/A | Earthquake | Peak Ground Acceleration (g) | 0.5
3.45 | E1.15 | Hydropower plants | N/A | Earthquake | Peak Ground Acceleration (g) | 0.5
3.5 | E1.15 | Hydropower plants | N/A | Earthquake | Peak Ground Acceleration (g) | 0.5
3.55 | E1.15 | Hydropower plants | N/A | Earthquake | Peak Ground Acceleration (g) | 0.5
3.6 | E1.15 | Hydropower plants | N/A | Earthquake | Peak Ground Acceleration (g) | 0.5
3.65 | E1.15 | Hydropower plants | N/A | Earthquake | Peak Ground Acceleration (g) | 0.5
3.7 | E1.15 | Hydropower plants | N/A | Earthquake | Peak Ground Acceleration (g) | 0.5
3.75 | E1.15 | Hydropower plants | N/A | Earthquake | Peak Ground Acceleration (g) | 0.5
3.8 | E1.15 | Hydropower plants | N/A | Earthquake | Peak Ground Acceleration (g) | 0.5
3.85 | E1.15 | Hydropower plants | N/A | Earthquake | Peak Ground Acceleration (g) | 0.5
3.9 | E1.15 | Hydropower plants | N/A | Earthquake | Peak Ground Acceleration (g) | 0.5
3.95 | E1.15 | Hydropower plants | N/A | Earthquake | Peak Ground Acceleration (g) | 0.5
4 | E1.15 | Hydropower plants | N/A | Earthquake | Peak Ground Acceleration (g) | 0.5
0 | E2.1 | substation | Low Voltage Substation anchored | Earthquake | Peak Ground Acceleration (g) | 0
0.05 | E2.1 | substation | Low Voltage Substation anchored | Earthquake | Peak Ground Acceleration (g) | 0.0029556
0.1 | E2.1 | substation | Low Voltage Substation anchored | Earthquake | Peak Ground Acceleration (g) | 0.01583
0.15 | E2.1 | substation | Low Voltage Substation anchored | Earthquake | Peak Ground Acceleration (g) | 0.035155
0.2 | E2.1 | substation | Low Voltage Substation anchored | Earthquake | Peak Ground Acceleration (g) | 0.063877
0.25 | E2.1 | substation | Low Voltage Substation anchored | Earthquake | Peak Ground Acceleration (g) | 0.1051
0.3 | E2.1 | substation | Low Voltage Substation anchored | Earthquake | Peak Ground Acceleration (g) | 0.15758
0.35 | E2.1 | substation | Low Voltage Substation anchored | Earthquake | Peak Ground Acceleration (g) | 0.21727
0.4 | E2.1 | substation | Low Voltage Substation anchored | Earthquake | Peak Ground Acceleration (g) | 0.27988
0.45 | E2.1 | substation | Low Voltage Substation anchored | Earthquake | Peak Ground Acceleration (g) | 0.34214
0.5 | E2.1 | substation | Low Voltage Substation anchored | Earthquake | Peak Ground Acceleration (g) | 0.40202
0.55 | E2.1 | substation | Low Voltage Substation anchored | Earthquake | Peak Ground Acceleration (g) | 0.45844
0.6 | E2.1 | substation | Low Voltage Substation anchored | Earthquake | Peak Ground Acceleration (g) | 0.51095
0.65 | E2.1 | substation | Low Voltage Substation anchored | Earthquake | Peak Ground Acceleration (g) | 0.55944
0.7 | E2.1 | substation | Low Voltage Substation anchored | Earthquake | Peak Ground Acceleration (g) | 0.60399
0.75 | E2.1 | substation | Low Voltage Substation anchored | Earthquake | Peak Ground Acceleration (g) | 0.64476
0.8 | E2.1 | substation | Low Voltage Substation anchored | Earthquake | Peak Ground Acceleration (g) | 0.68194
0.85 | E2.1 | substation | Low Voltage Substation anchored | Earthquake | Peak Ground Acceleration (g) | 0.71575
0.9 | E2.1 | substation | Low Voltage Substation anchored | Earthquake | Peak Ground Acceleration (g) | 0.74639
0.95 | E2.1 | substation | Low Voltage Substation anchored | Earthquake | Peak Ground Acceleration (g) | 0.77408
1 | E2.1 | substation | Low Voltage Substation anchored | Earthquake | Peak Ground Acceleration (g) | 0.79903
1.05 | E2.1 | substation | Low Voltage Substation anchored | Earthquake | Peak Ground Acceleration (g) | 0.82146
1.1 | E2.1 | substation | Low Voltage Substation anchored | Earthquake | Peak Ground Acceleration (g) | 0.84157
1.15 | E2.1 | substation | Low Voltage Substation anchored | Earthquake | Peak Ground Acceleration (g) | 0.85955
1.2 | E2.1 | substation | Low Voltage Substation anchored | Earthquake | Peak Ground Acceleration (g) | 0.8756
1.25 | E2.1 | substation | Low Voltage Substation anchored | Earthquake | Peak Ground Acceleration (g) | 0.88989
1.3 | E2.1 | substation | Low Voltage Substation anchored | Earthquake | Peak Ground Acceleration (g) | 0.9026
1.35 | E2.1 | substation | Low Voltage Substation anchored | Earthquake | Peak Ground Acceleration (g) | 0.91388
1.4 | E2.1 | substation | Low Voltage Substation anchored | Earthquake | Peak Ground Acceleration (g) | 0.92388
1.45 | E2.1 | substation | Low Voltage Substation anchored | Earthquake | Peak Ground Acceleration (g) | 0.93274
1.5 | E2.1 | substation | Low Voltage Substation anchored | Earthquake | Peak Ground Acceleration (g) | 0.94058
1.55 | E2.1 | substation | Low Voltage Substation anchored | Earthquake | Peak Ground Acceleration (g) | 0.94751
1.6 | E2.1 | substation | Low Voltage Substation anchored | Earthquake | Peak Ground Acceleration (g) | 0.95363
1.65 | E2.1 | substation | Low Voltage Substation anchored | Earthquake | Peak Ground Acceleration (g) | 0.95903
1.7 | E2.1 | substation | Low Voltage Substation anchored | Earthquake | Peak Ground Acceleration (g) | 0.9638
1.75 | E2.1 | substation | Low Voltage Substation anchored | Earthquake | Peak Ground Acceleration (g) | 0.96801
1.8 | E2.1 | substation | Low Voltage Substation anchored | Earthquake | Peak Ground Acceleration (g) | 0.97173
1.85 | E2.1 | substation | Low Voltage Substation anchored | Earthquake | Peak Ground Acceleration (g) | 0.975
1.9 | E2.1 | substation | Low Voltage Substation anchored | Earthquake | Peak Ground Acceleration (g) | 0.97789
1.95 | E2.1 | substation | Low Voltage Substation anchored | Earthquake | Peak Ground Acceleration (g) | 0.98044
2 | E2.1 | substation | Low Voltage Substation anchored | Earthquake | Peak Ground Acceleration (g) | 0.98268
2.05 | E2.1 | substation | Low Voltage Substation anchored | Earthquake | Peak Ground Acceleration (g) | 0.98466
2.1 | E2.1 | substation | Low Voltage Substation anchored | Earthquake | Peak Ground Acceleration (g) | 0.98641
2.15 | E2.1 | substation | Low Voltage Substation anchored | Earthquake | Peak Ground Acceleration (g) | 0.98796
2.2 | E2.1 | substation | Low Voltage Substation anchored | Earthquake | Peak Ground Acceleration (g) | 0.98932
2.25 | E2.1 | substation | Low Voltage Substation anchored | Earthquake | Peak Ground Acceleration (g) | 0.99053
2.3 | E2.1 | substation | Low Voltage Substation anchored | Earthquake | Peak Ground Acceleration (g) | 0.99159
2.35 | E2.1 | substation | Low Voltage Substation anchored | Earthquake | Peak Ground Acceleration (g) | 0.99253
2.4 | E2.1 | substation | Low Voltage Substation anchored | Earthquake | Peak Ground Acceleration (g) | 0.99336
2.45 | E2.1 | substation | Low Voltage Substation anchored | Earthquake | Peak Ground Acceleration (g) | 0.9941
2.5 | E2.1 | substation | Low Voltage Substation anchored | Earthquake | Peak Ground Acceleration (g) | 0.99475
2.55 | E2.1 | substation | Low Voltage Substation anchored | Earthquake | Peak Ground Acceleration (g) | 0.99532
2.6 | E2.1 | substation | Low Voltage Substation anchored | Earthquake | Peak Ground Acceleration (g) | 0.99584
2.65 | E2.1 | substation | Low Voltage Substation anchored | Earthquake | Peak Ground Acceleration (g) | 0.99629
2.7 | E2.1 | substation | Low Voltage Substation anchored | Earthquake | Peak Ground Acceleration (g) | 0.99669
2.75 | E2.1 | substation | Low Voltage Substation anchored | Earthquake | Peak Ground Acceleration (g) | 0.99705
2.8 | E2.1 | substation | Low Voltage Substation anchored | Earthquake | Peak Ground Acceleration (g) | 0.99736
2.85 | E2.1 | substation | Low Voltage Substation anchored | Earthquake | Peak Ground Acceleration (g) | 0.99764
2.9 | E2.1 | substation | Low Voltage Substation anchored | Earthquake | Peak Ground Acceleration (g) | 0.99789
2.95 | E2.1 | substation | Low Voltage Substation anchored | Earthquake | Peak Ground Acceleration (g) | 0.99812
3 | E2.1 | substation | Low Voltage Substation anchored | Earthquake | Peak Ground Acceleration (g) | 0.99831
3.05 | E2.1 | substation | Low Voltage Substation anchored | Earthquake | Peak Ground Acceleration (g) | 0.99849
3.1 | E2.1 | substation | Low Voltage Substation anchored | Earthquake | Peak Ground Acceleration (g) | 0.99865
3.15 | E2.1 | substation | Low Voltage Substation anchored | Earthquake | Peak Ground Acceleration (g) | 0.99879
3.2 | E2.1 | substation | Low Voltage Substation anchored | Earthquake | Peak Ground Acceleration (g) | 0.99891
3.25 | E2.1 | substation | Low Voltage Substation anchored | Earthquake | Peak Ground Acceleration (g) | 0.99902
3.3 | E2.1 | substation | Low Voltage Substation anchored | Earthquake | Peak Ground Acceleration (g) | 0.99912
3.35 | E2.1 | substation | Low Voltage Substation anchored | Earthquake | Peak Ground Acceleration (g) | 0.99921
3.4 | E2.1 | substation | Low Voltage Substation anchored | Earthquake | Peak Ground Acceleration (g) | 0.99929
3.45 | E2.1 | substation | Low Voltage Substation anchored | Earthquake | Peak Ground Acceleration (g) | 0.99936
3.5 | E2.1 | substation | Low Voltage Substation anchored | Earthquake | Peak Ground Acceleration (g) | 0.99943
3.55 | E2.1 | substation | Low Voltage Substation anchored | Earthquake | Peak Ground Acceleration (g) | 0.99948
3.6 | E2.1 | substation | Low Voltage Substation anchored | Earthquake | Peak Ground Acceleration (g) | 0.99953
3.65 | E2.1 | substation | Low Voltage Substation anchored | Earthquake | Peak Ground Acceleration (g) | 0.99958
3.7 | E2.1 | substation | Low Voltage Substation anchored | Earthquake | Peak Ground Acceleration (g) | 0.99962
3.75 | E2.1 | substation | Low Voltage Substation anchored | Earthquake | Peak Ground Acceleration (g) | 0.99966
3.8 | E2.1 | substation | Low Voltage Substation anchored | Earthquake | Peak Ground Acceleration (g) | 0.99969
3.85 | E2.1 | substation | Low Voltage Substation anchored | Earthquake | Peak Ground Acceleration (g) | 0.99972
3.9 | E2.1 | substation | Low Voltage Substation anchored | Earthquake | Peak Ground Acceleration (g) | 0.99975
3.95 | E2.1 | substation | Low Voltage Substation anchored | Earthquake | Peak Ground Acceleration (g) | 0.99977
4 | E2.1 | substation | Low Voltage Substation anchored | Earthquake | Peak Ground Acceleration (g) | 0.99979
0 | E2.1a | substation | Low Voltage Substation anchored | Earthquake | Peak Ground Acceleration (g) | 0
0.05 | E2.1a | substation | Low Voltage Substation anchored | Earthquake | Peak Ground Acceleration (g) | 0.00068036
0.1 | E2.1a | substation | Low Voltage Substation anchored | Earthquake | Peak Ground Acceleration (g) | 0.0066183
0.15 | E2.1a | substation | Low Voltage Substation anchored | Earthquake | Peak Ground Acceleration (g) | 0.02299
0.2 | E2.1a | substation | Low Voltage Substation anchored | Earthquake | Peak Ground Acceleration (g) | 0.050654
0.25 | E2.1a | substation | Low Voltage Substation anchored | Earthquake | Peak Ground Acceleration (g) | 0.087601
0.3 | E2.1a | substation | Low Voltage Substation anchored | Earthquake | Peak Ground Acceleration (g) | 0.1307
0.35 | E2.1a | substation | Low Voltage Substation anchored | Earthquake | Peak Ground Acceleration (g) | 0.17683
0.4 | E2.1a | substation | Low Voltage Substation anchored | Earthquake | Peak Ground Acceleration (g) | 0.22358
0.45 | E2.1a | substation | Low Voltage Substation anchored | Earthquake | Peak Ground Acceleration (g) | 0.26941
0.5 | E2.1a | substation | Low Voltage Substation anchored | Earthquake | Peak Ground Acceleration (g) | 0.31347
0.55 | E2.1a | substation | Low Voltage Substation anchored | Earthquake | Peak Ground Acceleration (g) | 0.35537
0.6 | E2.1a | substation | Low Voltage Substation anchored | Earthquake | Peak Ground Acceleration (g) | 0.39491
0.65 | E2.1a | substation | Low Voltage Substation anchored | Earthquake | Peak Ground Acceleration (g) | 0.43205
0.7 | E2.1a | substation | Low Voltage Substation anchored | Earthquake | Peak Ground Acceleration (g) | 0.46676
0.75 | E2.1a | substation | Low Voltage Substation anchored | Earthquake | Peak Ground Acceleration (g) | 0.49904
0.8 | E2.1a | substation | Low Voltage Substation anchored | Earthquake | Peak Ground Acceleration (g) | 0.52894
0.85 | E2.1a | substation | Low Voltage Substation anchored | Earthquake | Peak Ground Acceleration (g) | 0.55648
0.9 | E2.1a | substation | Low Voltage Substation anchored | Earthquake | Peak Ground Acceleration (g) | 0.58175
0.95 | E2.1a | substation | Low Voltage Substation anchored | Earthquake | Peak Ground Acceleration (g) | 0.60481
1 | E2.1a | substation | Low Voltage Substation anchored | Earthquake | Peak Ground Acceleration (g) | 0.62578
1.05 | E2.1a | substation | Low Voltage Substation anchored | Earthquake | Peak Ground Acceleration (g) | 0.64477
1.1 | E2.1a | substation | Low Voltage Substation anchored | Earthquake | Peak Ground Acceleration (g) | 0.6619
1.15 | E2.1a | substation | Low Voltage Substation anchored | Earthquake | Peak Ground Acceleration (g) | 0.6773
1.2 | E2.1a | substation | Low Voltage Substation anchored | Earthquake | Peak Ground Acceleration (g) | 0.69111
1.25 | E2.1a | substation | Low Voltage Substation anchored | Earthquake | Peak Ground Acceleration (g) | 0.70346
1.3 | E2.1a | substation | Low Voltage Substation anchored | Earthquake | Peak Ground Acceleration (g) | 0.71448
1.35 | E2.1a | substation | Low Voltage Substation anchored | Earthquake | Peak Ground Acceleration (g) | 0.72429
1.4 | E2.1a | substation | Low Voltage Substation anchored | Earthquake | Peak Ground Acceleration (g) | 0.73301
1.45 | E2.1a | substation | Low Voltage Substation anchored | Earthquake | Peak Ground Acceleration (g) | 0.74074
1.5 | E2.1a | substation | Low Voltage Substation anchored | Earthquake | Peak Ground Acceleration (g) | 0.7476
1.55 | E2.1a | substation | Low Voltage Substation anchored | Earthquake | Peak Ground Acceleration (g) | 0.75368
1.6 | E2.1a | substation | Low Voltage Substation anchored | Earthquake | Peak Ground Acceleration (g) | 0.75905
1.65 | E2.1a | substation | Low Voltage Substation anchored | Earthquake | Peak Ground Acceleration (g) | 0.7638
1.7 | E2.1a | substation | Low Voltage Substation anchored | Earthquake | Peak Ground Acceleration (g) | 0.768
1.75 | E2.1a | substation | Low Voltage Substation anchored | Earthquake | Peak Ground Acceleration (g) | 0.77171
1.8 | E2.1a | substation | Low Voltage Substation anchored | Earthquake | Peak Ground Acceleration (g) | 0.77498
1.85 | E2.1a | substation | Low Voltage Substation anchored | Earthquake | Peak Ground Acceleration (g) | 0.77787
1.9 | E2.1a | substation | Low Voltage Substation anchored | Earthquake | Peak Ground Acceleration (g) | 0.78042
1.95 | E2.1a | substation | Low Voltage Substation anchored | Earthquake | Peak Ground Acceleration (g) | 0.78267
2 | E2.1a | substation | Low Voltage Substation anchored | Earthquake | Peak Ground Acceleration (g) | 0.78466
2.05 | E2.1a | substation | Low Voltage Substation anchored | Earthquake | Peak Ground Acceleration (g) | 0.78641
2.1 | E2.1a | substation | Low Voltage Substation anchored | Earthquake | Peak Ground Acceleration (g) | 0.78796
2.15 | E2.1a | substation | Low Voltage Substation anchored | Earthquake | Peak Ground Acceleration (g) | 0.78932
2.2 | E2.1a | substation | Low Voltage Substation anchored | Earthquake | Peak Ground Acceleration (g) | 0.79053
2.25 | E2.1a | substation | Low Voltage Substation anchored | Earthquake | Peak Ground Acceleration (g) | 0.7916
2.3 | E2.1a | substation | Low Voltage Substation anchored | Earthquake | Peak Ground Acceleration (g) | 0.79254
2.35 | E2.1a | substation | Low Voltage Substation anchored | Earthquake | Peak Ground Acceleration (g) | 0.79337
2.4 | E2.1a | substation | Low Voltage Substation anchored | Earthquake | Peak Ground Acceleration (g) | 0.79411
2.45 | E2.1a | substation | Low Voltage Substation anchored | Earthquake | Peak Ground Acceleration (g) | 0.79476
2.5 | E2.1a | substation | Low Voltage Substation anchored | Earthquake | Peak Ground Acceleration (g) | 0.79534
2.55 | E2.1a | substation | Low Voltage Substation anchored | Earthquake | Peak Ground Acceleration (g) | 0.79585
2.6 | E2.1a | substation | Low Voltage Substation anchored | Earthquake | Peak Ground Acceleration (g) | 0.7963
2.65 | E2.1a | substation | Low Voltage Substation anchored | Earthquake | Peak Ground Acceleration (g) | 0.7967
2.7 | E2.1a | substation | Low Voltage Substation anchored | Earthquake | Peak Ground Acceleration (g) | 0.79706
2.75 | E2.1a | substation | Low Voltage Substation anchored | Earthquake | Peak Ground Acceleration (g) | 0.79738
2.8 | E2.1a | substation | Low Voltage Substation anchored | Earthquake | Peak Ground Acceleration (g) | 0.79766
2.85 | E2.1a | substation | Low Voltage Substation anchored | Earthquake | Peak Ground Acceleration (g) | 0.79791
2.9 | E2.1a | substation | Low Voltage Substation anchored | Earthquake | Peak Ground Acceleration (g) | 0.79813
2.95 | E2.1a | substation | Low Voltage Substation anchored | Earthquake | Peak Ground Acceleration (g) | 0.79833
3 | E2.1a | substation | Low Voltage Substation anchored | Earthquake | Peak Ground Acceleration (g) | 0.7985
3.05 | E2.1a | substation | Low Voltage Substation anchored | Earthquake | Peak Ground Acceleration (g) | 0.79866
3.1 | E2.1a | substation | Low Voltage Substation anchored | Earthquake | Peak Ground Acceleration (g) | 0.7988
3.15 | E2.1a | substation | Low Voltage Substation anchored | Earthquake | Peak Ground Acceleration (g) | 0.79892
3.2 | E2.1a | substation | Low Voltage Substation anchored | Earthquake | Peak Ground Acceleration (g) | 0.79903
3.25 | E2.1a | substation | Low Voltage Substation anchored | Earthquake | Peak Ground Acceleration (g) | 0.79913
3.3 | E2.1a | substation | Low Voltage Substation anchored | Earthquake | Peak Ground Acceleration (g) | 0.79922
3.35 | E2.1a | substation | Low Voltage Substation anchored | Earthquake | Peak Ground Acceleration (g) | 0.7993
3.4 | E2.1a | substation | Low Voltage Substation anchored | Earthquake | Peak Ground Acceleration (g) | 0.79937
3.45 | E2.1a | substation | Low Voltage Substation anchored | Earthquake | Peak Ground Acceleration (g) | 0.79943
3.5 | E2.1a | substation | Low Voltage Substation anchored | Earthquake | Peak Ground Acceleration (g) | 0.79949
3.55 | E2.1a | substation | Low Voltage Substation anchored | Earthquake | Peak Ground Acceleration (g) | 0.79954
3.6 | E2.1a | substation | Low Voltage Substation anchored | Earthquake | Peak Ground Acceleration (g) | 0.79959
3.65 | E2.1a | substation | Low Voltage Substation anchored | Earthquake | Peak Ground Acceleration (g) | 0.79963
3.7 | E2.1a | substation | Low Voltage Substation anchored | Earthquake | Peak Ground Acceleration (g) | 0.79966
3.75 | E2.1a | substation | Low Voltage Substation anchored | Earthquake | Peak Ground Acceleration (g) | 0.7997
3.8 | E2.1a | substation | Low Voltage Substation anchored | Earthquake | Peak Ground Acceleration (g) | 0.79973
3.85 | E2.1a | substation | Low Voltage Substation anchored | Earthquake | Peak Ground Acceleration (g) | 0.79975
3.9 | E2.1a | substation | Low Voltage Substation anchored | Earthquake | Peak Ground Acceleration (g) | 0.79978
3.95 | E2.1a | substation | Low Voltage Substation anchored | Earthquake | Peak Ground Acceleration (g) | 0.7998
4 | E2.1a | substation | Low Voltage Substation anchored | Earthquake | Peak Ground Acceleration (g) | 0.79982
0 | E2.1b | substation | Low Voltage Substation anchored | Earthquake | Peak Ground Acceleration (g) | 0
0.05 | E2.1b | substation | Low Voltage Substation anchored | Earthquake | Peak Ground Acceleration (g) | 0.0089151
0.1 | E2.1b | substation | Low Voltage Substation anchored | Earthquake | Peak Ground Acceleration (g) | 0.048959
0.15 | E2.1b | substation | Low Voltage Substation anchored | Earthquake | Peak Ground Acceleration (g) | 0.10677
0.2 | E2.1b | substation | Low Voltage Substation anchored | Earthquake | Peak Ground Acceleration (g) | 0.17572
0.25 | E2.1b | substation | Low Voltage Substation anchored | Earthquake | Peak Ground Acceleration (g) | 0.25223
0.3 | E2.1b | substation | Low Voltage Substation anchored | Earthquake | Peak Ground Acceleration (g) | 0.33197
0.35 | E2.1b | substation | Low Voltage Substation anchored | Earthquake | Peak Ground Acceleration (g) | 0.41038
0.4 | E2.1b | substation | Low Voltage Substation anchored | Earthquake | Peak Ground Acceleration (g) | 0.48393
0.45 | E2.1b | substation | Low Voltage Substation anchored | Earthquake | Peak Ground Acceleration (g) | 0.55056
0.5 | E2.1b | substation | Low Voltage Substation anchored | Earthquake | Peak Ground Acceleration (g) | 0.60952
0.55 | E2.1b | substation | Low Voltage Substation anchored | Earthquake | Peak Ground Acceleration (g) | 0.66092
0.6 | E2.1b | substation | Low Voltage Substation anchored | Earthquake | Peak Ground Acceleration (g) | 0.70538
0.65 | E2.1b | substation | Low Voltage Substation anchored | Earthquake | Peak Ground Acceleration (g) | 0.74369
0.7 | E2.1b | substation | Low Voltage Substation anchored | Earthquake | Peak Ground Acceleration (g) | 0.7767
0.75 | E2.1b | substation | Low Voltage Substation anchored | Earthquake | Peak Ground Acceleration (g) | 0.80516
0.8 | E2.1b | substation | Low Voltage Substation anchored | Earthquake | Peak Ground Acceleration (g) | 0.82975
0.85 | E2.1b | substation | Low Voltage Substation anchored | Earthquake | Peak Ground Acceleration (g) | 0.85107
0.9 | E2.1b | substation | Low Voltage Substation anchored | Earthquake | Peak Ground Acceleration (g) | 0.86958
0.95 | E2.1b | substation | Low Voltage Substation anchored | Earthquake | Peak Ground Acceleration (g) | 0.8857
1 | E2.1b | substation | Low Voltage Substation anchored | Earthquake | Peak Ground Acceleration (g) | 0.89976
1.05 | E2.1b | substation | Low Voltage Substation anchored | Earthquake | Peak Ground Acceleration (g) | 0.91204
1.1 | E2.1b | substation | Low Voltage Substation anchored | Earthquake | Peak Ground Acceleration (g) | 0.92278
1.15 | E2.1b | substation | Low Voltage Substation anchored | Earthquake | Peak Ground Acceleration (g) | 0.93219
1.2 | E2.1b | substation | Low Voltage Substation anchored | Earthquake | Peak Ground Acceleration (g) | 0.94043
1.25 | E2.1b | substation | Low Voltage Substation anchored | Earthquake | Peak Ground Acceleration (g) | 0.94765
1.3 | E2.1b | substation | Low Voltage Substation anchored | Earthquake | Peak Ground Acceleration (g) | 0.95399
1.35 | E2.1b | substation | Low Voltage Substation anchored | Earthquake | Peak Ground Acceleration (g) | 0.95954
1.4 | E2.1b | substation | Low Voltage Substation anchored | Earthquake | Peak Ground Acceleration (g) | 0.96442
1.45 | E2.1b | substation | Low Voltage Substation anchored | Earthquake | Peak Ground Acceleration (g) | 0.9687
1.5 | E2.1b | substation | Low Voltage Substation anchored | Earthquake | Peak Ground Acceleration (g) | 0.97245
1.55 | E2.1b | substation | Low Voltage Substation anchored | Earthquake | Peak Ground Acceleration (g) | 0.97575
1.6 | E2.1b | substation | Low Voltage Substation anchored | Earthquake | Peak Ground Acceleration (g) | 0.97864
1.65 | E2.1b | substation | Low Voltage Substation anchored | Earthquake | Peak Ground Acceleration (g) | 0.98118
1.7 | E2.1b | substation | Low Voltage Substation anchored | Earthquake | Peak Ground Acceleration (g) | 0.98341
1.75 | E2.1b | substation | Low Voltage Substation anchored | Earthquake | Peak Ground Acceleration (g) | 0.98537
1.8 | E2.1b | substation | Low Voltage Substation anchored | Earthquake | Peak Ground Acceleration (g) | 0.9871
1.85 | E2.1b | substation | Low Voltage Substation anchored | Earthquake | Peak Ground Acceleration (g) | 0.98861
1.9 | E2.1b | substation | Low Voltage Substation anchored | Earthquake | Peak Ground Acceleration (g) | 0.98994
1.95 | E2.1b | substation | Low Voltage Substation anchored | Earthquake | Peak Ground Acceleration (g) | 0.99112
2 | E2.1b | substation | Low Voltage Substation anchored | Earthquake | Peak Ground Acceleration (g) | 0.99215
2.05 | E2.1b | substation | Low Voltage Substation anchored | Earthquake | Peak Ground Acceleration (g) | 0.99305
2.1 | E2.1b | substation | Low Voltage Substation anchored | Earthquake | Peak Ground Acceleration (g) | 0.99385
2.15 | E2.1b | substation | Low Voltage Substation anchored | Earthquake | Peak Ground Acceleration (g) | 0.99456
2.2 | E2.1b | substation | Low Voltage Substation anchored | Earthquake | Peak Ground Acceleration (g) | 0.99518
2.25 | E2.1b | substation | Low Voltage Substation anchored | Earthquake | Peak Ground Acceleration (g) | 0.99572
2.3 | E2.1b | substation | Low Voltage Substation anchored | Earthquake | Peak Ground Acceleration (g) | 0.99621
2.35 | E2.1b | substation | Low Voltage Substation anchored | Earthquake | Peak Ground Acceleration (g) | 0.99663
2.4 | E2.1b | substation | Low Voltage Substation anchored | Earthquake | Peak Ground Acceleration (g) | 0.99701
2.45 | E2.1b | substation | Low Voltage Substation anchored | Earthquake | Peak Ground Acceleration (g) | 0.99734
2.5 | E2.1b | substation | Low Voltage Substation anchored | Earthquake | Peak Ground Acceleration (g) | 0.99764
2.55 | E2.1b | substation | Low Voltage Substation anchored | Earthquake | Peak Ground Acceleration (g) | 0.9979
2.6 | E2.1b | substation | Low Voltage Substation anchored | Earthquake | Peak Ground Acceleration (g) | 0.99813
2.65 | E2.1b | substation | Low Voltage Substation anchored | Earthquake | Peak Ground Acceleration (g) | 0.99833
2.7 | E2.1b | substation | Low Voltage Substation anchored | Earthquake | Peak Ground Acceleration (g) | 0.99851
2.75 | E2.1b | substation | Low Voltage Substation anchored | Earthquake | Peak Ground Acceleration (g) | 0.99867
2.8 | E2.1b | substation | Low Voltage Substation anchored | Earthquake | Peak Ground Acceleration (g) | 0.99882
2.85 | E2.1b | substation | Low Voltage Substation anchored | Earthquake | Peak Ground Acceleration (g) | 0.99894
2.9 | E2.1b | substation | Low Voltage Substation anchored | Earthquake | Peak Ground Acceleration (g) | 0.99906
2.95 | E2.1b | substation | Low Voltage Substation anchored | Earthquake | Peak Ground Acceleration (g) | 0.99916
3 | E2.1b | substation | Low Voltage Substation anchored | Earthquake | Peak Ground Acceleration (g) | 0.99924
3.05 | E2.1b | substation | Low Voltage Substation anchored | Earthquake | Peak Ground Acceleration (g) | 0.99932
3.1 | E2.1b | substation | Low Voltage Substation anchored | Earthquake | Peak Ground Acceleration (g) | 0.99939
3.15 | E2.1b | substation | Low Voltage Substation anchored | Earthquake | Peak Ground Acceleration (g) | 0.99946
3.2 | E2.1b | substation | Low Voltage Substation anchored | Earthquake | Peak Ground Acceleration (g) | 0.99951
3.25 | E2.1b | substation | Low Voltage Substation anchored | Earthquake | Peak Ground Acceleration (g) | 0.99956
3.3 | E2.1b | substation | Low Voltage Substation anchored | Earthquake | Peak Ground Acceleration (g) | 0.99961
3.35 | E2.1b | substation | Low Voltage Substation anchored | Earthquake | Peak Ground Acceleration (g) | 0.99965
3.4 | E2.1b | substation | Low Voltage Substation anchored | Earthquake | Peak Ground Acceleration (g) | 0.99968
3.45 | E2.1b | substation | Low Voltage Substation anchored | Earthquake | Peak Ground Acceleration (g) | 0.99971
3.5 | E2.1b | substation | Low Voltage Substation anchored | Earthquake | Peak Ground Acceleration (g) | 0.99974
3.55 | E2.1b | substation | Low Voltage Substation anchored | Earthquake | Peak Ground Acceleration (g) | 0.99977
3.6 | E2.1b | substation | Low Voltage Substation anchored | Earthquake | Peak Ground Acceleration (g) | 0.99979
3.65 | E2.1b | substation | Low Voltage Substation anchored | Earthquake | Peak Ground Acceleration (g) | 0.99981
3.7 | E2.1b | substation | Low Voltage Substation anchored | Earthquake | Peak Ground Acceleration (g) | 0.99983
3.75 | E2.1b | substation | Low Voltage Substation anchored | Earthquake | Peak Ground Acceleration (g) | 0.99985
3.8 | E2.1b | substation | Low Voltage Substation anchored | Earthquake | Peak Ground Acceleration (g) | 0.99986
3.85 | E2.1b | substation | Low Voltage Substation anchored | Earthquake | Peak Ground Acceleration (g) | 0.99988
3.9 | E2.1b | substation | Low Voltage Substation anchored | Earthquake | Peak Ground Acceleration (g) | 0.99989
3.95 | E2.1b | substation | Low Voltage Substation anchored | Earthquake | Peak Ground Acceleration (g) | 0.9999
4 | E2.1b | substation | Low Voltage Substation anchored | Earthquake | Peak Ground Acceleration (g) | 0.99991
0 | E2.2 | substation | Low Voltage Substation unanchored | Earthquake | Peak Ground Acceleration (g) | 0
0.05 | E2.2 | substation | Low Voltage Substation unanchored | Earthquake | Peak Ground Acceleration (g) | 0.0035686
0.1 | E2.2 | substation | Low Voltage Substation unanchored | Earthquake | Peak Ground Acceleration (g) | 0.01933
0.15 | E2.2 | substation | Low Voltage Substation unanchored | Earthquake | Peak Ground Acceleration (g) | 0.046481
0.2 | E2.2 | substation | Low Voltage Substation unanchored | Earthquake | Peak Ground Acceleration (g) | 0.09617
0.25 | E2.2 | substation | Low Voltage Substation unanchored | Earthquake | Peak Ground Acceleration (g) | 0.16902
0.3 | E2.2 | substation | Low Voltage Substation unanchored | Earthquake | Peak Ground Acceleration (g) | 0.25316
0.35 | E2.2 | substation | Low Voltage Substation unanchored | Earthquake | Peak Ground Acceleration (g) | 0.33673
0.4 | E2.2 | substation | Low Voltage Substation unanchored | Earthquake | Peak Ground Acceleration (g) | 0.41356
0.45 | E2.2 | substation | Low Voltage Substation unanchored | Earthquake | Peak Ground Acceleration (g) | 0.48214
0.5 | E2.2 | substation | Low Voltage Substation unanchored | Earthquake | Peak Ground Acceleration (g) | 0.54321
0.55 | E2.2 | substation | Low Voltage Substation unanchored | Earthquake | Peak Ground Acceleration (g) | 0.59799
0.6 | E2.2 | substation | Low Voltage Substation unanchored | Earthquake | Peak Ground Acceleration (g) | 0.64748
0.65 | E2.2 | substation | Low Voltage Substation unanchored | Earthquake | Peak Ground Acceleration (g) | 0.69232
0.7 | E2.2 | substation | Low Voltage Substation unanchored | Earthquake | Peak Ground Acceleration (g) | 0.73285
0.75 | E2.2 | substation | Low Voltage Substation unanchored | Earthquake | Peak Ground Acceleration (g) | 0.76928
0.8 | E2.2 | substation | Low Voltage Substation unanchored | Earthquake | Peak Ground Acceleration (g) | 0.80177
0.85 | E2.2 | substation | Low Voltage Substation unanchored | Earthquake | Peak Ground Acceleration (g) | 0.83051
0.9 | E2.2 | substation | Low Voltage Substation unanchored | Earthquake | Peak Ground Acceleration (g) | 0.85572
0.95 | E2.2 | substation | Low Voltage Substation unanchored | Earthquake | Peak Ground Acceleration (g) | 0.87765
1 | E2.2 | substation | Low Voltage Substation unanchored | Earthquake | Peak Ground Acceleration (g) | 0.8966
1.05 | E2.2 | substation | Low Voltage Substation unanchored | Earthquake | Peak Ground Acceleration (g) | 0.91286
1.1 | E2.2 | substation | Low Voltage Substation unanchored | Earthquake | Peak Ground Acceleration (g) | 0.92675
1.15 | E2.2 | substation | Low Voltage Substation unanchored | Earthquake | Peak Ground Acceleration (g) | 0.93854
1.2 | E2.2 | substation | Low Voltage Substation unanchored | Earthquake | Peak Ground Acceleration (g) | 0.94853
1.25 | E2.2 | substation | Low Voltage Substation unanchored | Earthquake | Peak Ground Acceleration (g) | 0.95694
1.3 | E2.2 | substation | Low Voltage Substation unanchored | Earthquake | Peak Ground Acceleration (g) | 0.96402
1.35 | E2.2 | substation | Low Voltage Substation unanchored | Earthquake | Peak Ground Acceleration (g) | 0.96995
1.4 | E2.2 | substation | Low Voltage Substation unanchored | Earthquake | Peak Ground Acceleration (g) | 0.97492
1.45 | E2.2 | substation | Low Voltage Substation unanchored | Earthquake | Peak Ground Acceleration (g) | 0.97907
1.5 | E2.2 | substation | Low Voltage Substation unanchored | Earthquake | Peak Ground Acceleration (g) | 0.98254
1.55 | E2.2 | substation | Low Voltage Substation unanchored | Earthquake | Peak Ground Acceleration (g) | 0.98543
1.6 | E2.2 | substation | Low Voltage Substation unanchored | Earthquake | Peak Ground Acceleration (g) | 0.98784
1.65 | E2.2 | substation | Low Voltage Substation unanchored | Earthquake | Peak Ground Acceleration (g) | 0.98985
1.7 | E2.2 | substation | Low Voltage Substation unanchored | Earthquake | Peak Ground Acceleration (g) | 0.99152
1.75 | E2.2 | substation | Low Voltage Substation unanchored | Earthquake | Peak Ground Acceleration (g) | 0.99292
1.8 | E2.2 | substation | Low Voltage Substation unanchored | Earthquake | Peak Ground Acceleration (g) | 0.99408
1.85 | E2.2 | substation | Low Voltage Substation unanchored | Earthquake | Peak Ground Acceleration (g) | 0.99505
1.9 | E2.2 | substation | Low Voltage Substation unanchored | Earthquake | Peak Ground Acceleration (g) | 0.99585
1.95 | E2.2 | substation | Low Voltage Substation unanchored | Earthquake | Peak Ground Acceleration (g) | 0.99653
2 | E2.2 | substation | Low Voltage Substation unanchored | Earthquake | Peak Ground Acceleration (g) | 0.99709
2.05 | E2.2 | substation | Low Voltage Substation unanchored | Earthquake | Peak Ground Acceleration (g) | 0.99755
2.1 | E2.2 | substation | Low Voltage Substation unanchored | Earthquake | Peak Ground Acceleration (g) | 0.99795
2.15 | E2.2 | substation | Low Voltage Substation unanchored | Earthquake | Peak Ground Acceleration (g) | 0.99827
2.2 | E2.2 | substation | Low Voltage Substation unanchored | Earthquake | Peak Ground Acceleration (g) | 0.99855
2.25 | E2.2 | substation | Low Voltage Substation unanchored | Earthquake | Peak Ground Acceleration (g) | 0.99878
2.3 | E2.2 | substation | Low Voltage Substation unanchored | Earthquake | Peak Ground Acceleration (g) | 0.99897
2.35 | E2.2 | substation | Low Voltage Substation unanchored | Earthquake | Peak Ground Acceleration (g) | 0.99913
2.4 | E2.2 | substation | Low Voltage Substation unanchored | Earthquake | Peak Ground Acceleration (g) | 0.99926
2.45 | E2.2 | substation | Low Voltage Substation unanchored | Earthquake | Peak Ground Acceleration (g) | 0.99938
2.5 | E2.2 | substation | Low Voltage Substation unanchored | Earthquake | Peak Ground Acceleration (g) | 0.99947
2.55 | E2.2 | substation | Low Voltage Substation unanchored | Earthquake | Peak Ground Acceleration (g) | 0.99955
2.6 | E2.2 | substation | Low Voltage Substation unanchored | Earthquake | Peak Ground Acceleration (g) | 0.99962
2.65 | E2.2 | substation | Low Voltage Substation unanchored | Earthquake | Peak Ground Acceleration (g) | 0.99968
2.7 | E2.2 | substation | Low Voltage Substation unanchored | Earthquake | Peak Ground Acceleration (g) | 0.99973
2.75 | E2.2 | substation | Low Voltage Substation unanchored | Earthquake | Peak Ground Acceleration (g) | 0.99977
2.8 | E2.2 | substation | Low Voltage Substation unanchored | Earthquake | Peak Ground Acceleration (g) | 0.9998
2.85 | E2.2 | substation | Low Voltage Substation unanchored | Earthquake | Peak Ground Acceleration (g) | 0.99983
2.9 | E2.2 | substation | Low Voltage Substation unanchored | Earthquake | Peak Ground Acceleration (g) | 0.99986
2.95 | E2.2 | substation | Low Voltage Substation unanchored | Earthquake | Peak Ground Acceleration (g) | 0.99988
3 | E2.2 | substation | Low Voltage Substation unanchored | Earthquake | Peak Ground Acceleration (g) | 0.99989
3.05 | E2.2 | substation | Low Voltage Substation unanchored | Earthquake | Peak Ground Acceleration (g) | 0.99991
3.1 | E2.2 | substation | Low Voltage Substation unanchored | Earthquake | Peak Ground Acceleration (g) | 0.99992
3.15 | E2.2 | substation | Low Voltage Substation unanchored | Earthquake | Peak Ground Acceleration (g) | 0.99993
3.2 | E2.2 | substation | Low Voltage Substation unanchored | Earthquake | Peak Ground Acceleration (g) | 0.99994
3.25 | E2.2 | substation | Low Voltage Substation unanchored | Earthquake | Peak Ground Acceleration (g) | 0.99995
3.3 | E2.2 | substation | Low Voltage Substation unanchored | Earthquake | Peak Ground Acceleration (g) | 0.99996
3.35 | E2.2 | substation | Low Voltage Substation unanchored | Earthquake | Peak Ground Acceleration (g) | 0.99996
3.4 | E2.2 | substation | Low Voltage Substation unanchored | Earthquake | Peak Ground Acceleration (g) | 0.99997
3.45 | E2.2 | substation | Low Voltage Substation unanchored | Earthquake | Peak Ground Acceleration (g) | 0.99997
3.5 | E2.2 | substation | Low Voltage Substation unanchored | Earthquake | Peak Ground Acceleration (g) | 0.99998
3.55 | E2.2 | substation | Low Voltage Substation unanchored | Earthquake | Peak Ground Acceleration (g) | 0.99998
3.6 | E2.2 | substation | Low Voltage Substation unanchored | Earthquake | Peak Ground Acceleration (g) | 0.99998
3.65 | E2.2 | substation | Low Voltage Substation unanchored | Earthquake | Peak Ground Acceleration (g) | 0.99999
3.7 | E2.2 | substation | Low Voltage Substation unanchored | Earthquake | Peak Ground Acceleration (g) | 0.99999
3.75 | E2.2 | substation | Low Voltage Substation unanchored | Earthquake | Peak Ground Acceleration (g) | 0.99999
3.8 | E2.2 | substation | Low Voltage Substation unanchored | Earthquake | Peak Ground Acceleration (g) | 0.99999
3.85 | E2.2 | substation | Low Voltage Substation unanchored | Earthquake | Peak Ground Acceleration (g) | 0.99999
3.9 | E2.2 | substation | Low Voltage Substation unanchored | Earthquake | Peak Ground Acceleration (g) | 0.99999
3.95 | E2.2 | substation | Low Voltage Substation unanchored | Earthquake | Peak Ground Acceleration (g) | 0.99999
4 | E2.2 | substation | Low Voltage Substation unanchored | Earthquake | Peak Ground Acceleration (g) | 0.99999
0 | E2.2a | substation | Low Voltage Substation unanchored | Earthquake | Peak Ground Acceleration (g) | 0
0.05 | E2.2a | substation | Low Voltage Substation unanchored | Earthquake | Peak Ground Acceleration (g) | 0.00077632
0.1 | E2.2a | substation | Low Voltage Substation unanchored | Earthquake | Peak Ground Acceleration (g) | 0.0076298
0.15 | E2.2a | substation | Low Voltage Substation unanchored | Earthquake | Peak Ground Acceleration (g) | 0.029972
0.2 | E2.2a | substation | Low Voltage Substation unanchored | Earthquake | Peak Ground Acceleration (g) | 0.072742
0.25 | E2.2a | substation | Low Voltage Substation unanchored | Earthquake | Peak Ground Acceleration (g) | 0.13064
0.3 | E2.2a | substation | Low Voltage Substation unanchored | Earthquake | Peak Ground Acceleration (g) | 0.19387
0.35 | E2.2a | substation | Low Voltage Substation unanchored | Earthquake | Peak Ground Acceleration (g) | 0.25518
0.4 | E2.2a | substation | Low Voltage Substation unanchored | Earthquake | Peak Ground Acceleration (g) | 0.3116
0.45 | E2.2a | substation | Low Voltage Substation unanchored | Earthquake | Peak Ground Acceleration (g) | 0.36294
0.5 | E2.2a | substation | Low Voltage Substation unanchored | Earthquake | Peak Ground Acceleration (g) | 0.40998
0.55 | E2.2a | substation | Low Voltage Substation unanchored | Earthquake | Peak Ground Acceleration (g) | 0.45348
0.6 | E2.2a | substation | Low Voltage Substation unanchored | Earthquake | Peak Ground Acceleration (g) | 0.49386
0.65 | E2.2a | substation | Low Voltage Substation unanchored | Earthquake | Peak Ground Acceleration (g) | 0.53126
0.7 | E2.2a | substation | Low Voltage Substation unanchored | Earthquake | Peak Ground Acceleration (g) | 0.56564
0.75 | E2.2a | substation | Low Voltage Substation unanchored | Earthquake | Peak Ground Acceleration (g) | 0.59694
0.8 | E2.2a | substation | Low Voltage Substation unanchored | Earthquake | Peak Ground Acceleration (g) | 0.62511
0.85 | E2.2a | substation | Low Voltage Substation unanchored | Earthquake | Peak Ground Acceleration (g) | 0.65019
0.9 | E2.2a | substation | Low Voltage Substation unanchored | Earthquake | Peak Ground Acceleration (g) | 0.67229
0.95 | E2.2a | substation | Low Voltage Substation unanchored | Earthquake | Peak Ground Acceleration (g) | 0.69159
1 | E2.2a | substation | Low Voltage Substation unanchored | Earthquake | Peak Ground Acceleration (g) | 0.7083
1.05 | E2.2a | substation | Low Voltage Substation unanchored | Earthquake | Peak Ground Acceleration (g) | 0.72268
1.1 | E2.2a | substation | Low Voltage Substation unanchored | Earthquake | Peak Ground Acceleration (g) | 0.73497
1.15 | E2.2a | substation | Low Voltage Substation unanchored | Earthquake | Peak Ground Acceleration (g) | 0.74542
1.2 | E2.2a | substation | Low Voltage Substation unanchored | Earthquake | Peak Ground Acceleration (g) | 0.75427
1.25 | E2.2a | substation | Low Voltage Substation unanchored | Earthquake | Peak Ground Acceleration (g) | 0.76174
1.3 | E2.2a | substation | Low Voltage Substation unanchored | Earthquake | Peak Ground Acceleration (g) | 0.76802
1.35 | E2.2a | substation | Low Voltage Substation unanchored | Earthquake | Peak Ground Acceleration (g) | 0.77329
1.4 | E2.2a | substation | Low Voltage Substation unanchored | Earthquake | Peak Ground Acceleration (g) | 0.77771
1.45 | E2.2a | substation | Low Voltage Substation unanchored | Earthquake | Peak Ground Acceleration (g) | 0.7814
1.5 | E2.2a | substation | Low Voltage Substation unanchored | Earthquake | Peak Ground Acceleration (g) | 0.78448
1.55 | E2.2a | substation | Low Voltage Substation unanchored | Earthquake | Peak Ground Acceleration (g) | 0.78705
1.6 | E2.2a | substation | Low Voltage Substation unanchored | Earthquake | Peak Ground Acceleration (g) | 0.78919
1.65 | E2.2a | substation | Low Voltage Substation unanchored | Earthquake | Peak Ground Acceleration (g) | 0.79098
1.7 | E2.2a | substation | Low Voltage Substation unanchored | Earthquake | Peak Ground Acceleration (g) | 0.79246
1.75 | E2.2a | substation | Low Voltage Substation unanchored | Earthquake | Peak Ground Acceleration (g) | 0.7937
1.8 | E2.2a | substation | Low Voltage Substation unanchored | Earthquake | Peak Ground Acceleration (g) | 0.79473
1.85 | E2.2a | substation | Low Voltage Substation unanchored | Earthquake | Peak Ground Acceleration (g) | 0.79559
1.9 | E2.2a | substation | Low Voltage Substation unanchored | Earthquake | Peak Ground Acceleration (g) | 0.79631
1.95 | E2.2a | substation | Low Voltage Substation unanchored | Earthquake | Peak Ground Acceleration (g) | 0.79691
2 | E2.2a | substation | Low Voltage Substation unanchored | Earthquake | Peak Ground Acceleration (g) | 0.79741
2.05 | E2.2a | substation | Low Voltage Substation unanchored | Earthquake | Peak Ground Acceleration (g) | 0.79783
2.1 | E2.2a | substation | Low Voltage Substation unanchored | Earthquake | Peak Ground Acceleration (g) | 0.79817
2.15 | E2.2a | substation | Low Voltage Substation unanchored | Earthquake | Peak Ground Acceleration (g) | 0.79846
2.2 | E2.2a | substation | Low Voltage Substation unanchored | Earthquake | Peak Ground Acceleration (g) | 0.79871
2.25 | E2.2a | substation | Low Voltage Substation unanchored | Earthquake | Peak Ground Acceleration (g) | 0.79891
2.3 | E2.2a | substation | Low Voltage Substation unanchored | Earthquake | Peak Ground Acceleration (g) | 0.79908
2.35 | E2.2a | substation | Low Voltage Substation unanchored | Earthquake | Peak Ground Acceleration (g) | 0.79923
2.4 | E2.2a | substation | Low Voltage Substation unanchored | Earthquake | Peak Ground Acceleration (g) | 0.79935
2.45 | E2.2a | substation | Low Voltage Substation unanchored | Earthquake | Peak Ground Acceleration (g) | 0.79945
2.5 | E2.2a | substation | Low Voltage Substation unanchored | Earthquake | Peak Ground Acceleration (g) | 0.79953
2.55 | E2.2a | substation | Low Voltage Substation unanchored | Earthquake | Peak Ground Acceleration (g) | 0.7996
2.6 | E2.2a | substation | Low Voltage Substation unanchored | Earthquake | Peak Ground Acceleration (g) | 0.79966
2.65 | E2.2a | substation | Low Voltage Substation unanchored | Earthquake | Peak Ground Acceleration (g) | 0.79971
2.7 | E2.2a | substation | Low Voltage Substation unanchored | Earthquake | Peak Ground Acceleration (g) | 0.79976
2.75 | E2.2a | substation | Low Voltage Substation unanchored | Earthquake | Peak Ground Acceleration (g) | 0.79979
2.8 | E2.2a | substation | Low Voltage Substation unanchored | Earthquake | Peak Ground Acceleration (g) | 0.79982
2.85 | E2.2a | substation | Low Voltage Substation unanchored | Earthquake | Peak Ground Acceleration (g) | 0.79985
2.9 | E2.2a | substation | Low Voltage Substation unanchored | Earthquake | Peak Ground Acceleration (g) | 0.79987
2.95 | E2.2a | substation | Low Voltage Substation unanchored | Earthquake | Peak Ground Acceleration (g) | 0.79989
3 | E2.2a | substation | Low Voltage Substation unanchored | Earthquake | Peak Ground Acceleration (g) | 0.79991
3.05 | E2.2a | substation | Low Voltage Substation unanchored | Earthquake | Peak Ground Acceleration (g) | 0.79992
3.1 | E2.2a | substation | Low Voltage Substation unanchored | Earthquake | Peak Ground Acceleration (g) | 0.79993
3.15 | E2.2a | substation | Low Voltage Substation unanchored | Earthquake | Peak Ground Acceleration (g) | 0.79994
3.2 | E2.2a | substation | Low Voltage Substation unanchored | Earthquake | Peak Ground Acceleration (g) | 0.79995
3.25 | E2.2a | substation | Low Voltage Substation unanchored | Earthquake | Peak Ground Acceleration (g) | 0.79996
3.3 | E2.2a | substation | Low Voltage Substation unanchored | Earthquake | Peak Ground Acceleration (g) | 0.79996
3.35 | E2.2a | substation | Low Voltage Substation unanchored | Earthquake | Peak Ground Acceleration (g) | 0.79997
3.4 | E2.2a | substation | Low Voltage Substation unanchored | Earthquake | Peak Ground Acceleration (g) | 0.79997
3.45 | E2.2a | substation | Low Voltage Substation unanchored | Earthquake | Peak Ground Acceleration (g) | 0.79998
3.5 | E2.2a | substation | Low Voltage Substation unanchored | Earthquake | Peak Ground Acceleration (g) | 0.79998
3.55 | E2.2a | substation | Low Voltage Substation unanchored | Earthquake | Peak Ground Acceleration (g) | 0.79998
3.6 | E2.2a | substation | Low Voltage Substation unanchored | Earthquake | Peak Ground Acceleration (g) | 0.79998
3.65 | E2.2a | substation | Low Voltage Substation unanchored | Earthquake | Peak Ground Acceleration (g) | 0.79999
3.7 | E2.2a | substation | Low Voltage Substation unanchored | Earthquake | Peak Ground Acceleration (g) | 0.79999
3.75 | E2.2a | substation | Low Voltage Substation unanchored | Earthquake | Peak Ground Acceleration (g) | 0.79999
3.8 | E2.2a | substation | Low Voltage Substation unanchored | Earthquake | Peak Ground Acceleration (g) | 0.79999
3.85 | E2.2a | substation | Low Voltage Substation unanchored | Earthquake | Peak Ground Acceleration (g) | 0.79999
3.9 | E2.2a | substation | Low Voltage Substation unanchored | Earthquake | Peak Ground Acceleration (g) | 0.79999
3.95 | E2.2a | substation | Low Voltage Substation unanchored | Earthquake | Peak Ground Acceleration (g) | 0.79999
4 | E2.2a | substation | Low Voltage Substation unanchored | Earthquake | Peak Ground Acceleration (g) | 0.8
0 | E2.2b | substation | Low Voltage Substation unanchored | Earthquake | Peak Ground Acceleration (g) | 0
0.05 | E2.2b | substation | Low Voltage Substation unanchored | Earthquake | Peak Ground Acceleration (g) | 0.010739
0.1 | E2.2b | substation | Low Voltage Substation unanchored | Earthquake | Peak Ground Acceleration (g) | 0.05893
0.15 | E2.2b | substation | Low Voltage Substation unanchored | Earthquake | Peak Ground Acceleration (g) | 0.13014
0.2 | E2.2b | substation | Low Voltage Substation unanchored | Earthquake | Peak Ground Acceleration (g) | 0.22395
0.25 | E2.2b | substation | Low Voltage Substation unanchored | Earthquake | Peak Ground Acceleration (g) | 0.33268
0.3 | E2.2b | substation | Low Voltage Substation unanchored | Earthquake | Peak Ground Acceleration (g) | 0.44156
0.35 | E2.2b | substation | Low Voltage Substation unanchored | Earthquake | Peak Ground Acceleration (g) | 0.53909
0.4 | E2.2b | substation | Low Voltage Substation unanchored | Earthquake | Peak Ground Acceleration (g) | 0.6206
0.45 | E2.2b | substation | Low Voltage Substation unanchored | Earthquake | Peak Ground Acceleration (g) | 0.6864
0.5 | E2.2b | substation | Low Voltage Substation unanchored | Earthquake | Peak Ground Acceleration (g) | 0.73898
0.55 | E2.2b | substation | Low Voltage Substation unanchored | Earthquake | Peak Ground Acceleration (g) | 0.78124
0.6 | E2.2b | substation | Low Voltage Substation unanchored | Earthquake | Peak Ground Acceleration (g) | 0.81568
0.65 | E2.2b | substation | Low Voltage Substation unanchored | Earthquake | Peak Ground Acceleration (g) | 0.84418
0.7 | E2.2b | substation | Low Voltage Substation unanchored | Earthquake | Peak Ground Acceleration (g) | 0.86808
0.75 | E2.2b | substation | Low Voltage Substation unanchored | Earthquake | Peak Ground Acceleration (g) | 0.8883
0.8 | E2.2b | substation | Low Voltage Substation unanchored | Earthquake | Peak Ground Acceleration (g) | 0.90551
0.85 | E2.2b | substation | Low Voltage Substation unanchored | Earthquake | Peak Ground Acceleration (g) | 0.92019
0.9 | E2.2b | substation | Low Voltage Substation unanchored | Earthquake | Peak Ground Acceleration (g) | 0.93271
0.95 | E2.2b | substation | Low Voltage Substation unanchored | Earthquake | Peak Ground Acceleration (g) | 0.94337
1 | E2.2b | substation | Low Voltage Substation unanchored | Earthquake | Peak Ground Acceleration (g) | 0.95243
1.05 | E2.2b | substation | Low Voltage Substation unanchored | Earthquake | Peak Ground Acceleration (g) | 0.96011
1.1 | E2.2b | substation | Low Voltage Substation unanchored | Earthquake | Peak Ground Acceleration (g) | 0.9666
1.15 | E2.2b | substation | Low Voltage Substation unanchored | Earthquake | Peak Ground Acceleration (g) | 0.97207
1.2 | E2.2b | substation | Low Voltage Substation unanchored | Earthquake | Peak Ground Acceleration (g) | 0.97667
1.25 | E2.2b | substation | Low Voltage Substation unanchored | Earthquake | Peak Ground Acceleration (g) | 0.98053
1.3 | E2.2b | substation | Low Voltage Substation unanchored | Earthquake | Peak Ground Acceleration (g) | 0.98376
1.35 | E2.2b | substation | Low Voltage Substation unanchored | Earthquake | Peak Ground Acceleration (g) | 0.98646
1.4 | E2.2b | substation | Low Voltage Substation unanchored | Earthquake | Peak Ground Acceleration (g) | 0.98871
1.45 | E2.2b | substation | Low Voltage Substation unanchored | Earthquake | Peak Ground Acceleration (g) | 0.99059
1.5 | E2.2b | substation | Low Voltage Substation unanchored | Earthquake | Peak Ground Acceleration (g) | 0.99216
1.55 | E2.2b | substation | Low Voltage Substation unanchored | Earthquake | Peak Ground Acceleration (g) | 0.99346
1.6 | E2.2b | substation | Low Voltage Substation unanchored | Earthquake | Peak Ground Acceleration (g) | 0.99455
1.65 | E2.2b | substation | Low Voltage Substation unanchored | Earthquake | Peak Ground Acceleration (g) | 0.99545
1.7 | E2.2b | substation | Low Voltage Substation unanchored | Earthquake | Peak Ground Acceleration (g) | 0.9962
1.75 | E2.2b | substation | Low Voltage Substation unanchored | Earthquake | Peak Ground Acceleration (g) | 0.99683
1.8 | E2.2b | substation | Low Voltage Substation unanchored | Earthquake | Peak Ground Acceleration (g) | 0.99735
1.85 | E2.2b | substation | Low Voltage Substation unanchored | Earthquake | Peak Ground Acceleration (g) | 0.99778
1.9 | E2.2b | substation | Low Voltage Substation unanchored | Earthquake | Peak Ground Acceleration (g) | 0.99814
1.95 | E2.2b | substation | Low Voltage Substation unanchored | Earthquake | Peak Ground Acceleration (g) | 0.99845
2 | E2.2b | substation | Low Voltage Substation unanchored | Earthquake | Peak Ground Acceleration (g) | 0.9987
2.05 | E2.2b | substation | Low Voltage Substation unanchored | Earthquake | Peak Ground Acceleration (g) | 0.99891
2.1 | E2.2b | substation | Low Voltage Substation unanchored | Earthquake | Peak Ground Acceleration (g) | 0.99908
2.15 | E2.2b | substation | Low Voltage Substation unanchored | Earthquake | Peak Ground Acceleration (g) | 0.99923
2.2 | E2.2b | substation | Low Voltage Substation unanchored | Earthquake | Peak Ground Acceleration (g) | 0.99935
2.25 | E2.2b | substation | Low Voltage Substation unanchored | Earthquake | Peak Ground Acceleration (g) | 0.99945
2.3 | E2.2b | substation | Low Voltage Substation unanchored | Earthquake | Peak Ground Acceleration (g) | 0.99954
2.35 | E2.2b | substation | Low Voltage Substation unanchored | Earthquake | Peak Ground Acceleration (g) | 0.99961
2.4 | E2.2b | substation | Low Voltage Substation unanchored | Earthquake | Peak Ground Acceleration (g) | 0.99967
2.45 | E2.2b | substation | Low Voltage Substation unanchored | Earthquake | Peak Ground Acceleration (g) | 0.99972
2.5 | E2.2b | substation | Low Voltage Substation unanchored | Earthquake | Peak Ground Acceleration (g) | 0.99976
2.55 | E2.2b | substation | Low Voltage Substation unanchored | Earthquake | Peak Ground Acceleration (g) | 0.9998
2.6 | E2.2b | substation | Low Voltage Substation unanchored | Earthquake | Peak Ground Acceleration (g) | 0.99983
2.65 | E2.2b | substation | Low Voltage Substation unanchored | Earthquake | Peak Ground Acceleration (g) | 0.99986
2.7 | E2.2b | substation | Low Voltage Substation unanchored | Earthquake | Peak Ground Acceleration (g) | 0.99988
2.75 | E2.2b | substation | Low Voltage Substation unanchored | Earthquake | Peak Ground Acceleration (g) | 0.9999
2.8 | E2.2b | substation | Low Voltage Substation unanchored | Earthquake | Peak Ground Acceleration (g) | 0.99991
2.85 | E2.2b | substation | Low Voltage Substation unanchored | Earthquake | Peak Ground Acceleration (g) | 0.99992
2.9 | E2.2b | substation | Low Voltage Substation unanchored | Earthquake | Peak Ground Acceleration (g) | 0.99994
2.95 | E2.2b | substation | Low Voltage Substation unanchored | Earthquake | Peak Ground Acceleration (g) | 0.99995
3 | E2.2b | substation | Low Voltage Substation unanchored | Earthquake | Peak Ground Acceleration (g) | 0.99995
3.05 | E2.2b | substation | Low Voltage Substation unanchored | Earthquake | Peak Ground Acceleration (g) | 0.99996
3.1 | E2.2b | substation | Low Voltage Substation unanchored | Earthquake | Peak Ground Acceleration (g) | 0.99997
3.15 | E2.2b | substation | Low Voltage Substation unanchored | Earthquake | Peak Ground Acceleration (g) | 0.99997
3.2 | E2.2b | substation | Low Voltage Substation unanchored | Earthquake | Peak Ground Acceleration (g) | 0.99997
3.25 | E2.2b | substation | Low Voltage Substation unanchored | Earthquake | Peak Ground Acceleration (g) | 0.99998
3.3 | E2.2b | substation | Low Voltage Substation unanchored | Earthquake | Peak Ground Acceleration (g) | 0.99998
3.35 | E2.2b | substation | Low Voltage Substation unanchored | Earthquake | Peak Ground Acceleration (g) | 0.99998
3.4 | E2.2b | substation | Low Voltage Substation unanchored | Earthquake | Peak Ground Acceleration (g) | 0.99999
3.45 | E2.2b | substation | Low Voltage Substation unanchored | Earthquake | Peak Ground Acceleration (g) | 0.99999
3.5 | E2.2b | substation | Low Voltage Substation unanchored | Earthquake | Peak Ground Acceleration (g) | 0.99999
3.55 | E2.2b | substation | Low Voltage Substation unanchored | Earthquake | Peak Ground Acceleration (g) | 0.99999
3.6 | E2.2b | substation | Low Voltage Substation unanchored | Earthquake | Peak Ground Acceleration (g) | 0.99999
3.65 | E2.2b | substation | Low Voltage Substation unanchored | Earthquake | Peak Ground Acceleration (g) | 0.99999
3.7 | E2.2b | substation | Low Voltage Substation unanchored | Earthquake | Peak Ground Acceleration (g) | 0.99999
3.75 | E2.2b | substation | Low Voltage Substation unanchored | Earthquake | Peak Ground Acceleration (g) | 1
3.8 | E2.2b | substation | Low Voltage Substation unanchored | Earthquake | Peak Ground Acceleration (g) | 1
3.85 | E2.2b | substation | Low Voltage Substation unanchored | Earthquake | Peak Ground Acceleration (g) | 1
3.9 | E2.2b | substation | Low Voltage Substation unanchored | Earthquake | Peak Ground Acceleration (g) | 1
3.95 | E2.2b | substation | Low Voltage Substation unanchored | Earthquake | Peak Ground Acceleration (g) | 1
4 | E2.2b | substation | Low Voltage Substation unanchored | Earthquake | Peak Ground Acceleration (g) | 1
0 | E2.3 | substation | Medium Voltage Substation anchored | Earthquake | Peak Ground Acceleration (g) | 0
0.05 | E2.3 | substation | Medium Voltage Substation anchored | Earthquake | Peak Ground Acceleration (g) | 0.0017163
0.1 | E2.3 | substation | Medium Voltage Substation anchored | Earthquake | Peak Ground Acceleration (g) | 0.014868
0.15 | E2.3 | substation | Medium Voltage Substation anchored | Earthquake | Peak Ground Acceleration (g) | 0.041749
0.2 | E2.3 | substation | Medium Voltage Substation anchored | Earthquake | Peak Ground Acceleration (g) | 0.089859
0.25 | E2.3 | substation | Medium Voltage Substation anchored | Earthquake | Peak Ground Acceleration (g) | 0.16045
0.3 | E2.3 | substation | Medium Voltage Substation anchored | Earthquake | Peak Ground Acceleration (g) | 0.24401
0.35 | E2.3 | substation | Medium Voltage Substation anchored | Earthquake | Peak Ground Acceleration (g) | 0.32972
0.4 | E2.3 | substation | Medium Voltage Substation anchored | Earthquake | Peak Ground Acceleration (g) | 0.41096
0.45 | E2.3 | substation | Medium Voltage Substation anchored | Earthquake | Peak Ground Acceleration (g) | 0.48517
0.5 | E2.3 | substation | Medium Voltage Substation anchored | Earthquake | Peak Ground Acceleration (g) | 0.552
0.55 | E2.3 | substation | Medium Voltage Substation anchored | Earthquake | Peak Ground Acceleration (g) | 0.61191
0.6 | E2.3 | substation | Medium Voltage Substation anchored | Earthquake | Peak Ground Acceleration (g) | 0.66545
0.65 | E2.3 | substation | Medium Voltage Substation anchored | Earthquake | Peak Ground Acceleration (g) | 0.71311
0.7 | E2.3 | substation | Medium Voltage Substation anchored | Earthquake | Peak Ground Acceleration (g) | 0.75527
0.75 | E2.3 | substation | Medium Voltage Substation anchored | Earthquake | Peak Ground Acceleration (g) | 0.79231
0.8 | E2.3 | substation | Medium Voltage Substation anchored | Earthquake | Peak Ground Acceleration (g) | 0.82458
0.85 | E2.3 | substation | Medium Voltage Substation anchored | Earthquake | Peak Ground Acceleration (g) | 0.85247
0.9 | E2.3 | substation | Medium Voltage Substation anchored | Earthquake | Peak Ground Acceleration (g) | 0.8764
0.95 | E2.3 | substation | Medium Voltage Substation anchored | Earthquake | Peak Ground Acceleration (g) | 0.89679
1 | E2.3 | substation | Medium Voltage Substation anchored | Earthquake | Peak Ground Acceleration (g) | 0.91406
1.05 | E2.3 | substation | Medium Voltage Substation anchored | Earthquake | Peak Ground Acceleration (g) | 0.9286
1.1 | E2.3 | substation | Medium Voltage Substation anchored | Earthquake | Peak Ground Acceleration (g) | 0.9408
1.15 | E2.3 | substation | Medium Voltage Substation anchored | Earthquake | Peak Ground Acceleration (g) | 0.95099
1.2 | E2.3 | substation | Medium Voltage Substation anchored | Earthquake | Peak Ground Acceleration (g) | 0.95947
1.25 | E2.3 | substation | Medium Voltage Substation anchored | Earthquake | Peak Ground Acceleration (g) | 0.96651
1.3 | E2.3 | substation | Medium Voltage Substation anchored | Earthquake | Peak Ground Acceleration (g) | 0.97235
1.35 | E2.3 | substation | Medium Voltage Substation anchored | Earthquake | Peak Ground Acceleration (g) | 0.97717
1.4 | E2.3 | substation | Medium Voltage Substation anchored | Earthquake | Peak Ground Acceleration (g) | 0.98116
1.45 | E2.3 | substation | Medium Voltage Substation anchored | Earthquake | Peak Ground Acceleration (g) | 0.98445
1.5 | E2.3 | substation | Medium Voltage Substation anchored | Earthquake | Peak Ground Acceleration (g) | 0.98716
1.55 | E2.3 | substation | Medium Voltage Substation anchored | Earthquake | Peak Ground Acceleration (g) | 0.9894
1.6 | E2.3 | substation | Medium Voltage Substation anchored | Earthquake | Peak Ground Acceleration (g) | 0.99124
1.65 | E2.3 | substation | Medium Voltage Substation anchored | Earthquake | Peak Ground Acceleration (g) | 0.99276
1.7 | E2.3 | substation | Medium Voltage Substation anchored | Earthquake | Peak Ground Acceleration (g) | 0.99401
1.75 | E2.3 | substation | Medium Voltage Substation anchored | Earthquake | Peak Ground Acceleration (g) | 0.99504
1.8 | E2.3 | substation | Medium Voltage Substation anchored | Earthquake | Peak Ground Acceleration (g) | 0.99589
1.85 | E2.3 | substation | Medium Voltage Substation anchored | Earthquake | Peak Ground Acceleration (g) | 0.99659
1.9 | E2.3 | substation | Medium Voltage Substation anchored | Earthquake | Peak Ground Acceleration (g) | 0.99717
1.95 | E2.3 | substation | Medium Voltage Substation anchored | Earthquake | Peak Ground Acceleration (g) | 0.99765
2 | E2.3 | substation | Medium Voltage Substation anchored | Earthquake | Peak Ground Acceleration (g) | 0.99804
2.05 | E2.3 | substation | Medium Voltage Substation anchored | Earthquake | Peak Ground Acceleration (g) | 0.99837
2.1 | E2.3 | substation | Medium Voltage Substation anchored | Earthquake | Peak Ground Acceleration (g) | 0.99864
2.15 | E2.3 | substation | Medium Voltage Substation anchored | Earthquake | Peak Ground Acceleration (g) | 0.99887
2.2 | E2.3 | substation | Medium Voltage Substation anchored | Earthquake | Peak Ground Acceleration (g) | 0.99905
2.25 | E2.3 | substation | Medium Voltage Substation anchored | Earthquake | Peak Ground Acceleration (g) | 0.99921
2.3 | E2.3 | substation | Medium Voltage Substation anchored | Earthquake | Peak Ground Acceleration (g) | 0.99934
2.35 | E2.3 | substation | Medium Voltage Substation anchored | Earthquake | Peak Ground Acceleration (g) | 0.99944
2.4 | E2.3 | substation | Medium Voltage Substation anchored | Earthquake | Peak Ground Acceleration (g) | 0.99953
2.45 | E2.3 | substation | Medium Voltage Substation anchored | Earthquake | Peak Ground Acceleration (g) | 0.99961
2.5 | E2.3 | substation | Medium Voltage Substation anchored | Earthquake | Peak Ground Acceleration (g) | 0.99967
2.55 | E2.3 | substation | Medium Voltage Substation anchored | Earthquake | Peak Ground Acceleration (g) | 0.99972
2.6 | E2.3 | substation | Medium Voltage Substation anchored | Earthquake | Peak Ground Acceleration (g) | 0.99977
2.65 | E2.3 | substation | Medium Voltage Substation anchored | Earthquake | Peak Ground Acceleration (g) | 0.9998
2.7 | E2.3 | substation | Medium Voltage Substation anchored | Earthquake | Peak Ground Acceleration (g) | 0.99983
2.75 | E2.3 | substation | Medium Voltage Substation anchored | Earthquake | Peak Ground Acceleration (g) | 0.99986
2.8 | E2.3 | substation | Medium Voltage Substation anchored | Earthquake | Peak Ground Acceleration (g) | 0.99988
2.85 | E2.3 | substation | Medium Voltage Substation anchored | Earthquake | Peak Ground Acceleration (g) | 0.9999
2.9 | E2.3 | substation | Medium Voltage Substation anchored | Earthquake | Peak Ground Acceleration (g) | 0.99991
2.95 | E2.3 | substation | Medium Voltage Substation anchored | Earthquake | Peak Ground Acceleration (g) | 0.99993
3 | E2.3 | substation | Medium Voltage Substation anchored | Earthquake | Peak Ground Acceleration (g) | 0.99994
3.05 | E2.3 | substation | Medium Voltage Substation anchored | Earthquake | Peak Ground Acceleration (g) | 0.99995
3.1 | E2.3 | substation | Medium Voltage Substation anchored | Earthquake | Peak Ground Acceleration (g) | 0.99996
3.15 | E2.3 | substation | Medium Voltage Substation anchored | Earthquake | Peak Ground Acceleration (g) | 0.99996
3.2 | E2.3 | substation | Medium Voltage Substation anchored | Earthquake | Peak Ground Acceleration (g) | 0.99997
3.25 | E2.3 | substation | Medium Voltage Substation anchored | Earthquake | Peak Ground Acceleration (g) | 0.99997
3.3 | E2.3 | substation | Medium Voltage Substation anchored | Earthquake | Peak Ground Acceleration (g) | 0.99998
3.35 | E2.3 | substation | Medium Voltage Substation anchored | Earthquake | Peak Ground Acceleration (g) | 0.99998
3.4 | E2.3 | substation | Medium Voltage Substation anchored | Earthquake | Peak Ground Acceleration (g) | 0.99998
3.45 | E2.3 | substation | Medium Voltage Substation anchored | Earthquake | Peak Ground Acceleration (g) | 0.99998
3.5 | E2.3 | substation | Medium Voltage Substation anchored | Earthquake | Peak Ground Acceleration (g) | 0.99999
3.55 | E2.3 | substation | Medium Voltage Substation anchored | Earthquake | Peak Ground Acceleration (g) | 0.99999
3.6 | E2.3 | substation | Medium Voltage Substation anchored | Earthquake | Peak Ground Acceleration (g) | 0.99999
3.65 | E2.3 | substation | Medium Voltage Substation anchored | Earthquake | Peak Ground Acceleration (g) | 0.99999
3.7 | E2.3 | substation | Medium Voltage Substation anchored | Earthquake | Peak Ground Acceleration (g) | 0.99999
3.75 | E2.3 | substation | Medium Voltage Substation anchored | Earthquake | Peak Ground Acceleration (g) | 0.99999
3.8 | E2.3 | substation | Medium Voltage Substation anchored | Earthquake | Peak Ground Acceleration (g) | 0.99999
3.85 | E2.3 | substation | Medium Voltage Substation anchored | Earthquake | Peak Ground Acceleration (g) | 1
3.9 | E2.3 | substation | Medium Voltage Substation anchored | Earthquake | Peak Ground Acceleration (g) | 1
3.95 | E2.3 | substation | Medium Voltage Substation anchored | Earthquake | Peak Ground Acceleration (g) | 1
4 | E2.3 | substation | Medium Voltage Substation anchored | Earthquake | Peak Ground Acceleration (g) | 1
0 | E2.3a | substation | Medium Voltage Substation anchored | Earthquake | Peak Ground Acceleration (g) | 0
0.05 | E2.3a | substation | Medium Voltage Substation anchored | Earthquake | Peak Ground Acceleration (g) | 0.00042572
0.1 | E2.3a | substation | Medium Voltage Substation anchored | Earthquake | Peak Ground Acceleration (g) | 0.0073938
0.15 | E2.3a | substation | Medium Voltage Substation anchored | Earthquake | Peak Ground Acceleration (g) | 0.030779
0.2 | E2.3a | substation | Medium Voltage Substation anchored | Earthquake | Peak Ground Acceleration (g) | 0.073292
0.25 | E2.3a | substation | Medium Voltage Substation anchored | Earthquake | Peak Ground Acceleration (g) | 0.13007
0.3 | E2.3a | substation | Medium Voltage Substation anchored | Earthquake | Peak Ground Acceleration (g) | 0.19301
0.35 | E2.3a | substation | Medium Voltage Substation anchored | Earthquake | Peak Ground Acceleration (g) | 0.25577
0.4 | E2.3a | substation | Medium Voltage Substation anchored | Earthquake | Peak Ground Acceleration (g) | 0.31523
0.45 | E2.3a | substation | Medium Voltage Substation anchored | Earthquake | Peak Ground Acceleration (g) | 0.37052
0.5 | E2.3a | substation | Medium Voltage Substation anchored | Earthquake | Peak Ground Acceleration (g) | 0.42166
0.55 | E2.3a | substation | Medium Voltage Substation anchored | Earthquake | Peak Ground Acceleration (g) | 0.46881
0.6 | E2.3a | substation | Medium Voltage Substation anchored | Earthquake | Peak Ground Acceleration (g) | 0.51206
0.65 | E2.3a | substation | Medium Voltage Substation anchored | Earthquake | Peak Ground Acceleration (g) | 0.5514
0.7 | E2.3a | substation | Medium Voltage Substation anchored | Earthquake | Peak Ground Acceleration (g) | 0.5868
0.75 | E2.3a | substation | Medium Voltage Substation anchored | Earthquake | Peak Ground Acceleration (g) | 0.6183
0.8 | E2.3a | substation | Medium Voltage Substation anchored | Earthquake | Peak Ground Acceleration (g) | 0.64603
0.85 | E2.3a | substation | Medium Voltage Substation anchored | Earthquake | Peak Ground Acceleration (g) | 0.67018
0.9 | E2.3a | substation | Medium Voltage Substation anchored | Earthquake | Peak Ground Acceleration (g) | 0.69102
0.95 | E2.3a | substation | Medium Voltage Substation anchored | Earthquake | Peak Ground Acceleration (g) | 0.70885
1 | E2.3a | substation | Medium Voltage Substation anchored | Earthquake | Peak Ground Acceleration (g) | 0.72401
1.05 | E2.3a | substation | Medium Voltage Substation anchored | Earthquake | Peak Ground Acceleration (g) | 0.73681
1.1 | E2.3a | substation | Medium Voltage Substation anchored | Earthquake | Peak Ground Acceleration (g) | 0.74756
1.15 | E2.3a | substation | Medium Voltage Substation anchored | Earthquake | Peak Ground Acceleration (g) | 0.75656
1.2 | E2.3a | substation | Medium Voltage Substation anchored | Earthquake | Peak Ground Acceleration (g) | 0.76406
1.25 | E2.3a | substation | Medium Voltage Substation anchored | Earthquake | Peak Ground Acceleration (g) | 0.77029
1.3 | E2.3a | substation | Medium Voltage Substation anchored | Earthquake | Peak Ground Acceleration (g) | 0.77546
1.35 | E2.3a | substation | Medium Voltage Substation anchored | Earthquake | Peak Ground Acceleration (g) | 0.77973
1.4 | E2.3a | substation | Medium Voltage Substation anchored | Earthquake | Peak Ground Acceleration (g) | 0.78327
1.45 | E2.3a | substation | Medium Voltage Substation anchored | Earthquake | Peak Ground Acceleration (g) | 0.78619
1.5 | E2.3a | substation | Medium Voltage Substation anchored | Earthquake | Peak Ground Acceleration (g) | 0.78859
1.55 | E2.3a | substation | Medium Voltage Substation anchored | Earthquake | Peak Ground Acceleration (g) | 0.79058
1.6 | E2.3a | substation | Medium Voltage Substation anchored | Earthquake | Peak Ground Acceleration (g) | 0.79221
1.65 | E2.3a | substation | Medium Voltage Substation anchored | Earthquake | Peak Ground Acceleration (g) | 0.79356
1.7 | E2.3a | substation | Medium Voltage Substation anchored | Earthquake | Peak Ground Acceleration (g) | 0.79467
1.75 | E2.3a | substation | Medium Voltage Substation anchored | Earthquake | Peak Ground Acceleration (g) | 0.79559
1.8 | E2.3a | substation | Medium Voltage Substation anchored | Earthquake | Peak Ground Acceleration (g) | 0.79635
1.85 | E2.3a | substation | Medium Voltage Substation anchored | Earthquake | Peak Ground Acceleration (g) | 0.79697
1.9 | E2.3a | substation | Medium Voltage Substation anchored | Earthquake | Peak Ground Acceleration (g) | 0.79748
1.95 | E2.3a | substation | Medium Voltage Substation anchored | Earthquake | Peak Ground Acceleration (g) | 0.79791
2 | E2.3a | substation | Medium Voltage Substation anchored | Earthquake | Peak Ground Acceleration (g) | 0.79826
2.05 | E2.3a | substation | Medium Voltage Substation anchored | Earthquake | Peak Ground Acceleration (g) | 0.79855
2.1 | E2.3a | substation | Medium Voltage Substation anchored | Earthquake | Peak Ground Acceleration (g) | 0.79879
2.15 | E2.3a | substation | Medium Voltage Substation anchored | Earthquake | Peak Ground Acceleration (g) | 0.79899
2.2 | E2.3a | substation | Medium Voltage Substation anchored | Earthquake | Peak Ground Acceleration (g) | 0.79916
2.25 | E2.3a | substation | Medium Voltage Substation anchored | Earthquake | Peak Ground Acceleration (g) | 0.7993
2.3 | E2.3a | substation | Medium Voltage Substation anchored | Earthquake | Peak Ground Acceleration (g) | 0.79941
2.35 | E2.3a | substation | Medium Voltage Substation anchored | Earthquake | Peak Ground Acceleration (g) | 0.79951
2.4 | E2.3a | substation | Medium Voltage Substation anchored | Earthquake | Peak Ground Acceleration (g) | 0.79959
2.45 | E2.3a | substation | Medium Voltage Substation anchored | Earthquake | Peak Ground Acceleration (g) | 0.79965
2.5 | E2.3a | substation | Medium Voltage Substation anchored | Earthquake | Peak Ground Acceleration (g) | 0.79971
2.55 | E2.3a | substation | Medium Voltage Substation anchored | Earthquake | Peak Ground Acceleration (g) | 0.79975
2.6 | E2.3a | substation | Medium Voltage Substation anchored | Earthquake | Peak Ground Acceleration (g) | 0.79979
2.65 | E2.3a | substation | Medium Voltage Substation anchored | Earthquake | Peak Ground Acceleration (g) | 0.79982
2.7 | E2.3a | substation | Medium Voltage Substation anchored | Earthquake | Peak Ground Acceleration (g) | 0.79985
2.75 | E2.3a | substation | Medium Voltage Substation anchored | Earthquake | Peak Ground Acceleration (g) | 0.79987
2.8 | E2.3a | substation | Medium Voltage Substation anchored | Earthquake | Peak Ground Acceleration (g) | 0.79989
2.85 | E2.3a | substation | Medium Voltage Substation anchored | Earthquake | Peak Ground Acceleration (g) | 0.79991
2.9 | E2.3a | substation | Medium Voltage Substation anchored | Earthquake | Peak Ground Acceleration (g) | 0.79992
2.95 | E2.3a | substation | Medium Voltage Substation anchored | Earthquake | Peak Ground Acceleration (g) | 0.79994
3 | E2.3a | substation | Medium Voltage Substation anchored | Earthquake | Peak Ground Acceleration (g) | 0.79995
3.05 | E2.3a | substation | Medium Voltage Substation anchored | Earthquake | Peak Ground Acceleration (g) | 0.79995
3.1 | E2.3a | substation | Medium Voltage Substation anchored | Earthquake | Peak Ground Acceleration (g) | 0.79996
3.15 | E2.3a | substation | Medium Voltage Substation anchored | Earthquake | Peak Ground Acceleration (g) | 0.79997
3.2 | E2.3a | substation | Medium Voltage Substation anchored | Earthquake | Peak Ground Acceleration (g) | 0.79997
3.25 | E2.3a | substation | Medium Voltage Substation anchored | Earthquake | Peak Ground Acceleration (g) | 0.79998
3.3 | E2.3a | substation | Medium Voltage Substation anchored | Earthquake | Peak Ground Acceleration (g) | 0.79998
3.35 | E2.3a | substation | Medium Voltage Substation anchored | Earthquake | Peak Ground Acceleration (g) | 0.79998
3.4 | E2.3a | substation | Medium Voltage Substation anchored | Earthquake | Peak Ground Acceleration (g) | 0.79998
3.45 | E2.3a | substation | Medium Voltage Substation anchored | Earthquake | Peak Ground Acceleration (g) | 0.79999
3.5 | E2.3a | substation | Medium Voltage Substation anchored | Earthquake | Peak Ground Acceleration (g) | 0.79999
3.55 | E2.3a | substation | Medium Voltage Substation anchored | Earthquake | Peak Ground Acceleration (g) | 0.79999
3.6 | E2.3a | substation | Medium Voltage Substation anchored | Earthquake | Peak Ground Acceleration (g) | 0.79999
3.65 | E2.3a | substation | Medium Voltage Substation anchored | Earthquake | Peak Ground Acceleration (g) | 0.79999
3.7 | E2.3a | substation | Medium Voltage Substation anchored | Earthquake | Peak Ground Acceleration (g) | 0.79999
3.75 | E2.3a | substation | Medium Voltage Substation anchored | Earthquake | Peak Ground Acceleration (g) | 0.79999
3.8 | E2.3a | substation | Medium Voltage Substation anchored | Earthquake | Peak Ground Acceleration (g) | 0.8
3.85 | E2.3a | substation | Medium Voltage Substation anchored | Earthquake | Peak Ground Acceleration (g) | 0.8
3.9 | E2.3a | substation | Medium Voltage Substation anchored | Earthquake | Peak Ground Acceleration (g) | 0.8
3.95 | E2.3a | substation | Medium Voltage Substation anchored | Earthquake | Peak Ground Acceleration (g) | 0.8
4 | E2.3a | substation | Medium Voltage Substation anchored | Earthquake | Peak Ground Acceleration (g) | 0.8
0 | E2.3b | substation | Medium Voltage Substation anchored | Earthquake | Peak Ground Acceleration (g) | 0
0.05 | E2.3b | substation | Medium Voltage Substation anchored | Earthquake | Peak Ground Acceleration (g) | 0.0051934
0.1 | E2.3b | substation | Medium Voltage Substation anchored | Earthquake | Peak Ground Acceleration (g) | 0.046144
0.15 | E2.3b | substation | Medium Voltage Substation anchored | Earthquake | Peak Ground Acceleration (g) | 0.12021
0.2 | E2.3b | substation | Medium Voltage Substation anchored | Earthquake | Peak Ground Acceleration (g) | 0.21709
0.25 | E2.3b | substation | Medium Voltage Substation anchored | Earthquake | Peak Ground Acceleration (g) | 0.32646
0.3 | E2.3b | substation | Medium Voltage Substation anchored | Earthquake | Peak Ground Acceleration (g) | 0.43539
0.35 | E2.3b | substation | Medium Voltage Substation anchored | Earthquake | Peak Ground Acceleration (g) | 0.53385
0.4 | E2.3b | substation | Medium Voltage Substation anchored | Earthquake | Peak Ground Acceleration (g) | 0.61742
0.45 | E2.3b | substation | Medium Voltage Substation anchored | Earthquake | Peak Ground Acceleration (g) | 0.68597
0.5 | E2.3b | substation | Medium Voltage Substation anchored | Earthquake | Peak Ground Acceleration (g) | 0.74145
0.55 | E2.3b | substation | Medium Voltage Substation anchored | Earthquake | Peak Ground Acceleration (g) | 0.78633
0.6 | E2.3b | substation | Medium Voltage Substation anchored | Earthquake | Peak Ground Acceleration (g) | 0.82287
0.65 | E2.3b | substation | Medium Voltage Substation anchored | Earthquake | Peak Ground Acceleration (g) | 0.85287
0.7 | E2.3b | substation | Medium Voltage Substation anchored | Earthquake | Peak Ground Acceleration (g) | 0.87767
0.75 | E2.3b | substation | Medium Voltage Substation anchored | Earthquake | Peak Ground Acceleration (g) | 0.8983
0.8 | E2.3b | substation | Medium Voltage Substation anchored | Earthquake | Peak Ground Acceleration (g) | 0.9155
0.85 | E2.3b | substation | Medium Voltage Substation anchored | Earthquake | Peak Ground Acceleration (g) | 0.92987
0.9 | E2.3b | substation | Medium Voltage Substation anchored | Earthquake | Peak Ground Acceleration (g) | 0.94186
0.95 | E2.3b | substation | Medium Voltage Substation anchored | Earthquake | Peak Ground Acceleration (g) | 0.95187
1 | E2.3b | substation | Medium Voltage Substation anchored | Earthquake | Peak Ground Acceleration (g) | 0.9602
1.05 | E2.3b | substation | Medium Voltage Substation anchored | Earthquake | Peak Ground Acceleration (g) | 0.96712
1.1 | E2.3b | substation | Medium Voltage Substation anchored | Earthquake | Peak Ground Acceleration (g) | 0.97286
1.15 | E2.3b | substation | Medium Voltage Substation anchored | Earthquake | Peak Ground Acceleration (g) | 0.97762
1.2 | E2.3b | substation | Medium Voltage Substation anchored | Earthquake | Peak Ground Acceleration (g) | 0.98155
1.25 | E2.3b | substation | Medium Voltage Substation anchored | Earthquake | Peak Ground Acceleration (g) | 0.9848
1.3 | E2.3b | substation | Medium Voltage Substation anchored | Earthquake | Peak Ground Acceleration (g) | 0.98747
1.35 | E2.3b | substation | Medium Voltage Substation anchored | Earthquake | Peak Ground Acceleration (g) | 0.98968
1.4 | E2.3b | substation | Medium Voltage Substation anchored | Earthquake | Peak Ground Acceleration (g) | 0.9915
1.45 | E2.3b | substation | Medium Voltage Substation anchored | Earthquake | Peak Ground Acceleration (g) | 0.99299
1.5 | E2.3b | substation | Medium Voltage Substation anchored | Earthquake | Peak Ground Acceleration (g) | 0.99422
1.55 | E2.3b | substation | Medium Voltage Substation anchored | Earthquake | Peak Ground Acceleration (g) | 0.99523
1.6 | E2.3b | substation | Medium Voltage Substation anchored | Earthquake | Peak Ground Acceleration (g) | 0.99606
1.65 | E2.3b | substation | Medium Voltage Substation anchored | Earthquake | Peak Ground Acceleration (g) | 0.99675
1.7 | E2.3b | substation | Medium Voltage Substation anchored | Earthquake | Peak Ground Acceleration (g) | 0.99731
1.75 | E2.3b | substation | Medium Voltage Substation anchored | Earthquake | Peak Ground Acceleration (g) | 0.99778
1.8 | E2.3b | substation | Medium Voltage Substation anchored | Earthquake | Peak Ground Acceleration (g) | 0.99816
1.85 | E2.3b | substation | Medium Voltage Substation anchored | Earthquake | Peak Ground Acceleration (g) | 0.99847
1.9 | E2.3b | substation | Medium Voltage Substation anchored | Earthquake | Peak Ground Acceleration (g) | 0.99873
1.95 | E2.3b | substation | Medium Voltage Substation anchored | Earthquake | Peak Ground Acceleration (g) | 0.99895
2 | E2.3b | substation | Medium Voltage Substation anchored | Earthquake | Peak Ground Acceleration (g) | 0.99912
2.05 | E2.3b | substation | Medium Voltage Substation anchored | Earthquake | Peak Ground Acceleration (g) | 0.99927
2.1 | E2.3b | substation | Medium Voltage Substation anchored | Earthquake | Peak Ground Acceleration (g) | 0.99939
2.15 | E2.3b | substation | Medium Voltage Substation anchored | Earthquake | Peak Ground Acceleration (g) | 0.99949
2.2 | E2.3b | substation | Medium Voltage Substation anchored | Earthquake | Peak Ground Acceleration (g) | 0.99958
2.25 | E2.3b | substation | Medium Voltage Substation anchored | Earthquake | Peak Ground Acceleration (g) | 0.99965
2.3 | E2.3b | substation | Medium Voltage Substation anchored | Earthquake | Peak Ground Acceleration (g) | 0.9997
2.35 | E2.3b | substation | Medium Voltage Substation anchored | Earthquake | Peak Ground Acceleration (g) | 0.99975
2.4 | E2.3b | substation | Medium Voltage Substation anchored | Earthquake | Peak Ground Acceleration (g) | 0.99979
2.45 | E2.3b | substation | Medium Voltage Substation anchored | Earthquake | Peak Ground Acceleration (g) | 0.99983
2.5 | E2.3b | substation | Medium Voltage Substation anchored | Earthquake | Peak Ground Acceleration (g) | 0.99985
2.55 | E2.3b | substation | Medium Voltage Substation anchored | Earthquake | Peak Ground Acceleration (g) | 0.99988
2.6 | E2.3b | substation | Medium Voltage Substation anchored | Earthquake | Peak Ground Acceleration (g) | 0.9999
2.65 | E2.3b | substation | Medium Voltage Substation anchored | Earthquake | Peak Ground Acceleration (g) | 0.99991
2.7 | E2.3b | substation | Medium Voltage Substation anchored | Earthquake | Peak Ground Acceleration (g) | 0.99993
2.75 | E2.3b | substation | Medium Voltage Substation anchored | Earthquake | Peak Ground Acceleration (g) | 0.99994
2.8 | E2.3b | substation | Medium Voltage Substation anchored | Earthquake | Peak Ground Acceleration (g) | 0.99995
2.85 | E2.3b | substation | Medium Voltage Substation anchored | Earthquake | Peak Ground Acceleration (g) | 0.99995
2.9 | E2.3b | substation | Medium Voltage Substation anchored | Earthquake | Peak Ground Acceleration (g) | 0.99996
2.95 | E2.3b | substation | Medium Voltage Substation anchored | Earthquake | Peak Ground Acceleration (g) | 0.99997
3 | E2.3b | substation | Medium Voltage Substation anchored | Earthquake | Peak Ground Acceleration (g) | 0.99997
3.05 | E2.3b | substation | Medium Voltage Substation anchored | Earthquake | Peak Ground Acceleration (g) | 0.99998
3.1 | E2.3b | substation | Medium Voltage Substation anchored | Earthquake | Peak Ground Acceleration (g) | 0.99998
3.15 | E2.3b | substation | Medium Voltage Substation anchored | Earthquake | Peak Ground Acceleration (g) | 0.99998
3.2 | E2.3b | substation | Medium Voltage Substation anchored | Earthquake | Peak Ground Acceleration (g) | 0.99999
3.25 | E2.3b | substation | Medium Voltage Substation anchored | Earthquake | Peak Ground Acceleration (g) | 0.99999
3.3 | E2.3b | substation | Medium Voltage Substation anchored | Earthquake | Peak Ground Acceleration (g) | 0.99999
3.35 | E2.3b | substation | Medium Voltage Substation anchored | Earthquake | Peak Ground Acceleration (g) | 0.99999
3.4 | E2.3b | substation | Medium Voltage Substation anchored | Earthquake | Peak Ground Acceleration (g) | 0.99999
3.45 | E2.3b | substation | Medium Voltage Substation anchored | Earthquake | Peak Ground Acceleration (g) | 0.99999
3.5 | E2.3b | substation | Medium Voltage Substation anchored | Earthquake | Peak Ground Acceleration (g) | 0.99999
3.55 | E2.3b | substation | Medium Voltage Substation anchored | Earthquake | Peak Ground Acceleration (g) | 1
3.6 | E2.3b | substation | Medium Voltage Substation anchored | Earthquake | Peak Ground Acceleration (g) | 1
3.65 | E2.3b | substation | Medium Voltage Substation anchored | Earthquake | Peak Ground Acceleration (g) | 1
3.7 | E2.3b | substation | Medium Voltage Substation anchored | Earthquake | Peak Ground Acceleration (g) | 1
3.75 | E2.3b | substation | Medium Voltage Substation anchored | Earthquake | Peak Ground Acceleration (g) | 1
3.8 | E2.3b | substation | Medium Voltage Substation anchored | Earthquake | Peak Ground Acceleration (g) | 1
3.85 | E2.3b | substation | Medium Voltage Substation anchored | Earthquake | Peak Ground Acceleration (g) | 1
3.9 | E2.3b | substation | Medium Voltage Substation anchored | Earthquake | Peak Ground Acceleration (g) | 1
3.95 | E2.3b | substation | Medium Voltage Substation anchored | Earthquake | Peak Ground Acceleration (g) | 1
4 | E2.3b | substation | Medium Voltage Substation anchored | Earthquake | Peak Ground Acceleration (g) | 1
0 | E2.4 | substation | Medium Voltage Substation unanchored | Earthquake | Peak Ground Acceleration (g) | 0
0.05 | E2.4 | substation | Medium Voltage Substation unanchored | Earthquake | Peak Ground Acceleration (g) | 0.0063682
0.1 | E2.4 | substation | Medium Voltage Substation unanchored | Earthquake | Peak Ground Acceleration (g) | 0.031308
0.15 | E2.4 | substation | Medium Voltage Substation unanchored | Earthquake | Peak Ground Acceleration (g) | 0.073346
0.2 | E2.4 | substation | Medium Voltage Substation unanchored | Earthquake | Peak Ground Acceleration (g) | 0.14711
0.25 | E2.4 | substation | Medium Voltage Substation unanchored | Earthquake | Peak Ground Acceleration (g) | 0.24855
0.3 | E2.4 | substation | Medium Voltage Substation unanchored | Earthquake | Peak Ground Acceleration (g) | 0.36116
0.35 | E2.4 | substation | Medium Voltage Substation unanchored | Earthquake | Peak Ground Acceleration (g) | 0.47102
0.4 | E2.4 | substation | Medium Voltage Substation unanchored | Earthquake | Peak Ground Acceleration (g) | 0.57048
0.45 | E2.4 | substation | Medium Voltage Substation unanchored | Earthquake | Peak Ground Acceleration (g) | 0.65644
0.5 | E2.4 | substation | Medium Voltage Substation unanchored | Earthquake | Peak Ground Acceleration (g) | 0.72846
0.55 | E2.4 | substation | Medium Voltage Substation unanchored | Earthquake | Peak Ground Acceleration (g) | 0.78744
0.6 | E2.4 | substation | Medium Voltage Substation unanchored | Earthquake | Peak Ground Acceleration (g) | 0.83488
0.65 | E2.4 | substation | Medium Voltage Substation unanchored | Earthquake | Peak Ground Acceleration (g) | 0.87252
0.7 | E2.4 | substation | Medium Voltage Substation unanchored | Earthquake | Peak Ground Acceleration (g) | 0.90203
0.75 | E2.4 | substation | Medium Voltage Substation unanchored | Earthquake | Peak Ground Acceleration (g) | 0.92498
0.8 | E2.4 | substation | Medium Voltage Substation unanchored | Earthquake | Peak Ground Acceleration (g) | 0.9427
0.85 | E2.4 | substation | Medium Voltage Substation unanchored | Earthquake | Peak Ground Acceleration (g) | 0.9563
0.9 | E2.4 | substation | Medium Voltage Substation unanchored | Earthquake | Peak Ground Acceleration (g) | 0.96671
0.95 | E2.4 | substation | Medium Voltage Substation unanchored | Earthquake | Peak Ground Acceleration (g) | 0.97464
1 | E2.4 | substation | Medium Voltage Substation unanchored | Earthquake | Peak Ground Acceleration (g) | 0.98068
1.05 | E2.4 | substation | Medium Voltage Substation unanchored | Earthquake | Peak Ground Acceleration (g) | 0.98527
1.1 | E2.4 | substation | Medium Voltage Substation unanchored | Earthquake | Peak Ground Acceleration (g) | 0.98876
1.15 | E2.4 | substation | Medium Voltage Substation unanchored | Earthquake | Peak Ground Acceleration (g) | 0.99142
1.2 | E2.4 | substation | Medium Voltage Substation unanchored | Earthquake | Peak Ground Acceleration (g) | 0.99343
1.25 | E2.4 | substation | Medium Voltage Substation unanchored | Earthquake | Peak Ground Acceleration (g) | 0.99497
1.3 | E2.4 | substation | Medium Voltage Substation unanchored | Earthquake | Peak Ground Acceleration (g) | 0.99614
1.35 | E2.4 | substation | Medium Voltage Substation unanchored | Earthquake | Peak Ground Acceleration (g) | 0.99703
1.4 | E2.4 | substation | Medium Voltage Substation unanchored | Earthquake | Peak Ground Acceleration (g) | 0.99771
1.45 | E2.4 | substation | Medium Voltage Substation unanchored | Earthquake | Peak Ground Acceleration (g) | 0.99823
1.5 | E2.4 | substation | Medium Voltage Substation unanchored | Earthquake | Peak Ground Acceleration (g) | 0.99863
1.55 | E2.4 | substation | Medium Voltage Substation unanchored | Earthquake | Peak Ground Acceleration (g) | 0.99894
1.6 | E2.4 | substation | Medium Voltage Substation unanchored | Earthquake | Peak Ground Acceleration (g) | 0.99917
1.65 | E2.4 | substation | Medium Voltage Substation unanchored | Earthquake | Peak Ground Acceleration (g) | 0.99936
1.7 | E2.4 | substation | Medium Voltage Substation unanchored | Earthquake | Peak Ground Acceleration (g) | 0.9995
1.75 | E2.4 | substation | Medium Voltage Substation unanchored | Earthquake | Peak Ground Acceleration (g) | 0.99961
1.8 | E2.4 | substation | Medium Voltage Substation unanchored | Earthquake | Peak Ground Acceleration (g) | 0.99969
1.85 | E2.4 | substation | Medium Voltage Substation unanchored | Earthquake | Peak Ground Acceleration (g) | 0.99976
1.9 | E2.4 | substation | Medium Voltage Substation unanchored | Earthquake | Peak Ground Acceleration (g) | 0.99981
1.95 | E2.4 | substation | Medium Voltage Substation unanchored | Earthquake | Peak Ground Acceleration (g) | 0.99985
2 | E2.4 | substation | Medium Voltage Substation unanchored | Earthquake | Peak Ground Acceleration (g) | 0.99988
2.05 | E2.4 | substation | Medium Voltage Substation unanchored | Earthquake | Peak Ground Acceleration (g) | 0.99991
2.1 | E2.4 | substation | Medium Voltage Substation unanchored | Earthquake | Peak Ground Acceleration (g) | 0.99992
2.15 | E2.4 | substation | Medium Voltage Substation unanchored | Earthquake | Peak Ground Acceleration (g) | 0.99994
2.2 | E2.4 | substation | Medium Voltage Substation unanchored | Earthquake | Peak Ground Acceleration (g) | 0.99995
2.25 | E2.4 | substation | Medium Voltage Substation unanchored | Earthquake | Peak Ground Acceleration (g) | 0.99996
2.3 | E2.4 | substation | Medium Voltage Substation unanchored | Earthquake | Peak Ground Acceleration (g) | 0.99997
2.35 | E2.4 | substation | Medium Voltage Substation unanchored | Earthquake | Peak Ground Acceleration (g) | 0.99998
2.4 | E2.4 | substation | Medium Voltage Substation unanchored | Earthquake | Peak Ground Acceleration (g) | 0.99998
2.45 | E2.4 | substation | Medium Voltage Substation unanchored | Earthquake | Peak Ground Acceleration (g) | 0.99998
2.5 | E2.4 | substation | Medium Voltage Substation unanchored | Earthquake | Peak Ground Acceleration (g) | 0.99999
2.55 | E2.4 | substation | Medium Voltage Substation unanchored | Earthquake | Peak Ground Acceleration (g) | 0.99999
2.6 | E2.4 | substation | Medium Voltage Substation unanchored | Earthquake | Peak Ground Acceleration (g) | 0.99999
2.65 | E2.4 | substation | Medium Voltage Substation unanchored | Earthquake | Peak Ground Acceleration (g) | 0.99999
2.7 | E2.4 | substation | Medium Voltage Substation unanchored | Earthquake | Peak Ground Acceleration (g) | 0.99999
2.75 | E2.4 | substation | Medium Voltage Substation unanchored | Earthquake | Peak Ground Acceleration (g) | 1
2.8 | E2.4 | substation | Medium Voltage Substation unanchored | Earthquake | Peak Ground Acceleration (g) | 1
2.85 | E2.4 | substation | Medium Voltage Substation unanchored | Earthquake | Peak Ground Acceleration (g) | 1
2.9 | E2.4 | substation | Medium Voltage Substation unanchored | Earthquake | Peak Ground Acceleration (g) | 1
2.95 | E2.4 | substation | Medium Voltage Substation unanchored | Earthquake | Peak Ground Acceleration (g) | 1
3 | E2.4 | substation | Medium Voltage Substation unanchored | Earthquake | Peak Ground Acceleration (g) | 1
3.05 | E2.4 | substation | Medium Voltage Substation unanchored | Earthquake | Peak Ground Acceleration (g) | 1
3.1 | E2.4 | substation | Medium Voltage Substation unanchored | Earthquake | Peak Ground Acceleration (g) | 1
3.15 | E2.4 | substation | Medium Voltage Substation unanchored | Earthquake | Peak Ground Acceleration (g) | 1
3.2 | E2.4 | substation | Medium Voltage Substation unanchored | Earthquake | Peak Ground Acceleration (g) | 1
3.25 | E2.4 | substation | Medium Voltage Substation unanchored | Earthquake | Peak Ground Acceleration (g) | 1
3.3 | E2.4 | substation | Medium Voltage Substation unanchored | Earthquake | Peak Ground Acceleration (g) | 1
3.35 | E2.4 | substation | Medium Voltage Substation unanchored | Earthquake | Peak Ground Acceleration (g) | 1
3.4 | E2.4 | substation | Medium Voltage Substation unanchored | Earthquake | Peak Ground Acceleration (g) | 1
3.45 | E2.4 | substation | Medium Voltage Substation unanchored | Earthquake | Peak Ground Acceleration (g) | 1
3.5 | E2.4 | substation | Medium Voltage Substation unanchored | Earthquake | Peak Ground Acceleration (g) | 1
3.55 | E2.4 | substation | Medium Voltage Substation unanchored | Earthquake | Peak Ground Acceleration (g) | 1
3.6 | E2.4 | substation | Medium Voltage Substation unanchored | Earthquake | Peak Ground Acceleration (g) | 1
3.65 | E2.4 | substation | Medium Voltage Substation unanchored | Earthquake | Peak Ground Acceleration (g) | 1
3.7 | E2.4 | substation | Medium Voltage Substation unanchored | Earthquake | Peak Ground Acceleration (g) | 1
3.75 | E2.4 | substation | Medium Voltage Substation unanchored | Earthquake | Peak Ground Acceleration (g) | 1
3.8 | E2.4 | substation | Medium Voltage Substation unanchored | Earthquake | Peak Ground Acceleration (g) | 1
3.85 | E2.4 | substation | Medium Voltage Substation unanchored | Earthquake | Peak Ground Acceleration (g) | 1
3.9 | E2.4 | substation | Medium Voltage Substation unanchored | Earthquake | Peak Ground Acceleration (g) | 1
3.95 | E2.4 | substation | Medium Voltage Substation unanchored | Earthquake | Peak Ground Acceleration (g) | 1
4 | E2.4 | substation | Medium Voltage Substation unanchored | Earthquake | Peak Ground Acceleration (g) | 1
0 | E2.4a | substation | Medium Voltage Substation unanchored | Earthquake | Peak Ground Acceleration (g) | 0
0.05 | E2.4a | substation | Medium Voltage Substation unanchored | Earthquake | Peak Ground Acceleration (g) | 0.0016302
0.1 | E2.4a | substation | Medium Voltage Substation unanchored | Earthquake | Peak Ground Acceleration (g) | 0.01736
0.15 | E2.4a | substation | Medium Voltage Substation unanchored | Earthquake | Peak Ground Acceleration (g) | 0.05797
0.2 | E2.4a | substation | Medium Voltage Substation unanchored | Earthquake | Peak Ground Acceleration (g) | 0.122
0.25 | E2.4a | substation | Medium Voltage Substation unanchored | Earthquake | Peak Ground Acceleration (g) | 0.20118
0.3 | E2.4a | substation | Medium Voltage Substation unanchored | Earthquake | Peak Ground Acceleration (g) | 0.28576
0.35 | E2.4a | substation | Medium Voltage Substation unanchored | Earthquake | Peak Ground Acceleration (g) | 0.36842
0.4 | E2.4a | substation | Medium Voltage Substation unanchored | Earthquake | Peak Ground Acceleration (g) | 0.44469
0.45 | E2.4a | substation | Medium Voltage Substation unanchored | Earthquake | Peak Ground Acceleration (g) | 0.51221
0.5 | E2.4a | substation | Medium Voltage Substation unanchored | Earthquake | Peak Ground Acceleration (g) | 0.57009
0.55 | E2.4a | substation | Medium Voltage Substation unanchored | Earthquake | Peak Ground Acceleration (g) | 0.61842
0.6 | E2.4a | substation | Medium Voltage Substation unanchored | Earthquake | Peak Ground Acceleration (g) | 0.65793
0.65 | E2.4a | substation | Medium Voltage Substation unanchored | Earthquake | Peak Ground Acceleration (g) | 0.68967
0.7 | E2.4a | substation | Medium Voltage Substation unanchored | Earthquake | Peak Ground Acceleration (g) | 0.71482
0.75 | E2.4a | substation | Medium Voltage Substation unanchored | Earthquake | Peak Ground Acceleration (g) | 0.73453
0.8 | E2.4a | substation | Medium Voltage Substation unanchored | Earthquake | Peak Ground Acceleration (g) | 0.74983
0.85 | E2.4a | substation | Medium Voltage Substation unanchored | Earthquake | Peak Ground Acceleration (g) | 0.76165
0.9 | E2.4a | substation | Medium Voltage Substation unanchored | Earthquake | Peak Ground Acceleration (g) | 0.77072
0.95 | E2.4a | substation | Medium Voltage Substation unanchored | Earthquake | Peak Ground Acceleration (g) | 0.77766
1 | E2.4a | substation | Medium Voltage Substation unanchored | Earthquake | Peak Ground Acceleration (g) | 0.78296
1.05 | E2.4a | substation | Medium Voltage Substation unanchored | Earthquake | Peak Ground Acceleration (g) | 0.78699
1.1 | E2.4a | substation | Medium Voltage Substation unanchored | Earthquake | Peak Ground Acceleration (g) | 0.79007
1.15 | E2.4a | substation | Medium Voltage Substation unanchored | Earthquake | Peak Ground Acceleration (g) | 0.79241
1.2 | E2.4a | substation | Medium Voltage Substation unanchored | Earthquake | Peak Ground Acceleration (g) | 0.79419
1.25 | E2.4a | substation | Medium Voltage Substation unanchored | Earthquake | Peak Ground Acceleration (g) | 0.79554
1.3 | E2.4a | substation | Medium Voltage Substation unanchored | Earthquake | Peak Ground Acceleration (g) | 0.79658
1.35 | E2.4a | substation | Medium Voltage Substation unanchored | Earthquake | Peak Ground Acceleration (g) | 0.79736
1.4 | E2.4a | substation | Medium Voltage Substation unanchored | Earthquake | Peak Ground Acceleration (g) | 0.79797
1.45 | E2.4a | substation | Medium Voltage Substation unanchored | Earthquake | Peak Ground Acceleration (g) | 0.79843
1.5 | E2.4a | substation | Medium Voltage Substation unanchored | Earthquake | Peak Ground Acceleration (g) | 0.79878
1.55 | E2.4a | substation | Medium Voltage Substation unanchored | Earthquake | Peak Ground Acceleration (g) | 0.79906
1.6 | E2.4a | substation | Medium Voltage Substation unanchored | Earthquake | Peak Ground Acceleration (g) | 0.79927
1.65 | E2.4a | substation | Medium Voltage Substation unanchored | Earthquake | Peak Ground Acceleration (g) | 0.79943
1.7 | E2.4a | substation | Medium Voltage Substation unanchored | Earthquake | Peak Ground Acceleration (g) | 0.79955
1.75 | E2.4a | substation | Medium Voltage Substation unanchored | Earthquake | Peak Ground Acceleration (g) | 0.79965
1.8 | E2.4a | substation | Medium Voltage Substation unanchored | Earthquake | Peak Ground Acceleration (g) | 0.79973
1.85 | E2.4a | substation | Medium Voltage Substation unanchored | Earthquake | Peak Ground Acceleration (g) | 0.79978
1.9 | E2.4a | substation | Medium Voltage Substation unanchored | Earthquake | Peak Ground Acceleration (g) | 0.79983
1.95 | E2.4a | substation | Medium Voltage Substation unanchored | Earthquake | Peak Ground Acceleration (g) | 0.79987
2 | E2.4a | substation | Medium Voltage Substation unanchored | Earthquake | Peak Ground Acceleration (g) | 0.79989
2.05 | E2.4a | substation | Medium Voltage Substation unanchored | Earthquake | Peak Ground Acceleration (g) | 0.79992
2.1 | E2.4a | substation | Medium Voltage Substation unanchored | Earthquake | Peak Ground Acceleration (g) | 0.79993
2.15 | E2.4a | substation | Medium Voltage Substation unanchored | Earthquake | Peak Ground Acceleration (g) | 0.79995
2.2 | E2.4a | substation | Medium Voltage Substation unanchored | Earthquake | Peak Ground Acceleration (g) | 0.79996
2.25 | E2.4a | substation | Medium Voltage Substation unanchored | Earthquake | Peak Ground Acceleration (g) | 0.79997
2.3 | E2.4a | substation | Medium Voltage Substation unanchored | Earthquake | Peak Ground Acceleration (g) | 0.79997
2.35 | E2.4a | substation | Medium Voltage Substation unanchored | Earthquake | Peak Ground Acceleration (g) | 0.79998
2.4 | E2.4a | substation | Medium Voltage Substation unanchored | Earthquake | Peak Ground Acceleration (g) | 0.79998
2.45 | E2.4a | substation | Medium Voltage Substation unanchored | Earthquake | Peak Ground Acceleration (g) | 0.79999
2.5 | E2.4a | substation | Medium Voltage Substation unanchored | Earthquake | Peak Ground Acceleration (g) | 0.79999
2.55 | E2.4a | substation | Medium Voltage Substation unanchored | Earthquake | Peak Ground Acceleration (g) | 0.79999
2.6 | E2.4a | substation | Medium Voltage Substation unanchored | Earthquake | Peak Ground Acceleration (g) | 0.79999
2.65 | E2.4a | substation | Medium Voltage Substation unanchored | Earthquake | Peak Ground Acceleration (g) | 0.79999
2.7 | E2.4a | substation | Medium Voltage Substation unanchored | Earthquake | Peak Ground Acceleration (g) | 0.8
2.75 | E2.4a | substation | Medium Voltage Substation unanchored | Earthquake | Peak Ground Acceleration (g) | 0.8
2.8 | E2.4a | substation | Medium Voltage Substation unanchored | Earthquake | Peak Ground Acceleration (g) | 0.8
2.85 | E2.4a | substation | Medium Voltage Substation unanchored | Earthquake | Peak Ground Acceleration (g) | 0.8
2.9 | E2.4a | substation | Medium Voltage Substation unanchored | Earthquake | Peak Ground Acceleration (g) | 0.8
2.95 | E2.4a | substation | Medium Voltage Substation unanchored | Earthquake | Peak Ground Acceleration (g) | 0.8
3 | E2.4a | substation | Medium Voltage Substation unanchored | Earthquake | Peak Ground Acceleration (g) | 0.8
3.05 | E2.4a | substation | Medium Voltage Substation unanchored | Earthquake | Peak Ground Acceleration (g) | 0.8
3.1 | E2.4a | substation | Medium Voltage Substation unanchored | Earthquake | Peak Ground Acceleration (g) | 0.8
3.15 | E2.4a | substation | Medium Voltage Substation unanchored | Earthquake | Peak Ground Acceleration (g) | 0.8
3.2 | E2.4a | substation | Medium Voltage Substation unanchored | Earthquake | Peak Ground Acceleration (g) | 0.8
3.25 | E2.4a | substation | Medium Voltage Substation unanchored | Earthquake | Peak Ground Acceleration (g) | 0.8
3.3 | E2.4a | substation | Medium Voltage Substation unanchored | Earthquake | Peak Ground Acceleration (g) | 0.8
3.35 | E2.4a | substation | Medium Voltage Substation unanchored | Earthquake | Peak Ground Acceleration (g) | 0.8
3.4 | E2.4a | substation | Medium Voltage Substation unanchored | Earthquake | Peak Ground Acceleration (g) | 0.8
3.45 | E2.4a | substation | Medium Voltage Substation unanchored | Earthquake | Peak Ground Acceleration (g) | 0.8
3.5 | E2.4a | substation | Medium Voltage Substation unanchored | Earthquake | Peak Ground Acceleration (g) | 0.8
3.55 | E2.4a | substation | Medium Voltage Substation unanchored | Earthquake | Peak Ground Acceleration (g) | 0.8
3.6 | E2.4a | substation | Medium Voltage Substation unanchored | Earthquake | Peak Ground Acceleration (g) | 0.8
3.65 | E2.4a | substation | Medium Voltage Substation unanchored | Earthquake | Peak Ground Acceleration (g) | 0.8
3.7 | E2.4a | substation | Medium Voltage Substation unanchored | Earthquake | Peak Ground Acceleration (g) | 0.8
3.75 | E2.4a | substation | Medium Voltage Substation unanchored | Earthquake | Peak Ground Acceleration (g) | 0.8
3.8 | E2.4a | substation | Medium Voltage Substation unanchored | Earthquake | Peak Ground Acceleration (g) | 0.8
3.85 | E2.4a | substation | Medium Voltage Substation unanchored | Earthquake | Peak Ground Acceleration (g) | 0.8
3.9 | E2.4a | substation | Medium Voltage Substation unanchored | Earthquake | Peak Ground Acceleration (g) | 0.8
3.95 | E2.4a | substation | Medium Voltage Substation unanchored | Earthquake | Peak Ground Acceleration (g) | 0.8
4 | E2.4a | substation | Medium Voltage Substation unanchored | Earthquake | Peak Ground Acceleration (g) | 0.8
0 | E2.4b | substation | Medium Voltage Substation unanchored | Earthquake | Peak Ground Acceleration (g) | 0
0.05 | E2.4b | substation | Medium Voltage Substation unanchored | Earthquake | Peak Ground Acceleration (g) | 0.019296
0.1 | E2.4b | substation | Medium Voltage Substation unanchored | Earthquake | Peak Ground Acceleration (g) | 0.096917
0.15 | E2.4b | substation | Medium Voltage Substation unanchored | Earthquake | Peak Ground Acceleration (g) | 0.20008
0.2 | E2.4b | substation | Medium Voltage Substation unanchored | Earthquake | Peak Ground Acceleration (g) | 0.32075
0.25 | E2.4b | substation | Medium Voltage Substation unanchored | Earthquake | Peak Ground Acceleration (g) | 0.44659
0.3 | E2.4b | substation | Medium Voltage Substation unanchored | Earthquake | Peak Ground Acceleration (g) | 0.56295
0.35 | E2.4b | substation | Medium Voltage Substation unanchored | Earthquake | Peak Ground Acceleration (g) | 0.66162
0.4 | E2.4b | substation | Medium Voltage Substation unanchored | Earthquake | Peak Ground Acceleration (g) | 0.74102
0.45 | E2.4b | substation | Medium Voltage Substation unanchored | Earthquake | Peak Ground Acceleration (g) | 0.80306
0.5 | E2.4b | substation | Medium Voltage Substation unanchored | Earthquake | Peak Ground Acceleration (g) | 0.85078
0.55 | E2.4b | substation | Medium Voltage Substation unanchored | Earthquake | Peak Ground Acceleration (g) | 0.88718
0.6 | E2.4b | substation | Medium Voltage Substation unanchored | Earthquake | Peak Ground Acceleration (g) | 0.91481
0.65 | E2.4b | substation | Medium Voltage Substation unanchored | Earthquake | Peak Ground Acceleration (g) | 0.93573
0.7 | E2.4b | substation | Medium Voltage Substation unanchored | Earthquake | Peak Ground Acceleration (g) | 0.95153
0.75 | E2.4b | substation | Medium Voltage Substation unanchored | Earthquake | Peak Ground Acceleration (g) | 0.96345
0.8 | E2.4b | substation | Medium Voltage Substation unanchored | Earthquake | Peak Ground Acceleration (g) | 0.97243
0.85 | E2.4b | substation | Medium Voltage Substation unanchored | Earthquake | Peak Ground Acceleration (g) | 0.97919
0.9 | E2.4b | substation | Medium Voltage Substation unanchored | Earthquake | Peak Ground Acceleration (g) | 0.98428
0.95 | E2.4b | substation | Medium Voltage Substation unanchored | Earthquake | Peak Ground Acceleration (g) | 0.98811
1 | E2.4b | substation | Medium Voltage Substation unanchored | Earthquake | Peak Ground Acceleration (g) | 0.991
1.05 | E2.4b | substation | Medium Voltage Substation unanchored | Earthquake | Peak Ground Acceleration (g) | 0.99317
1.1 | E2.4b | substation | Medium Voltage Substation unanchored | Earthquake | Peak Ground Acceleration (g) | 0.99481
1.15 | E2.4b | substation | Medium Voltage Substation unanchored | Earthquake | Peak Ground Acceleration (g) | 0.99605
1.2 | E2.4b | substation | Medium Voltage Substation unanchored | Earthquake | Peak Ground Acceleration (g) | 0.99699
1.25 | E2.4b | substation | Medium Voltage Substation unanchored | Earthquake | Peak Ground Acceleration (g) | 0.9977
1.3 | E2.4b | substation | Medium Voltage Substation unanchored | Earthquake | Peak Ground Acceleration (g) | 0.99824
1.35 | E2.4b | substation | Medium Voltage Substation unanchored | Earthquake | Peak Ground Acceleration (g) | 0.99865
1.4 | E2.4b | substation | Medium Voltage Substation unanchored | Earthquake | Peak Ground Acceleration (g) | 0.99896
1.45 | E2.4b | substation | Medium Voltage Substation unanchored | Earthquake | Peak Ground Acceleration (g) | 0.9992
1.5 | E2.4b | substation | Medium Voltage Substation unanchored | Earthquake | Peak Ground Acceleration (g) | 0.99938
1.55 | E2.4b | substation | Medium Voltage Substation unanchored | Earthquake | Peak Ground Acceleration (g) | 0.99952
1.6 | E2.4b | substation | Medium Voltage Substation unanchored | Earthquake | Peak Ground Acceleration (g) | 0.99963
1.65 | E2.4b | substation | Medium Voltage Substation unanchored | Earthquake | Peak Ground Acceleration (g) | 0.99971
1.7 | E2.4b | substation | Medium Voltage Substation unanchored | Earthquake | Peak Ground Acceleration (g) | 0.99977
1.75 | E2.4b | substation | Medium Voltage Substation unanchored | Earthquake | Peak Ground Acceleration (g) | 0.99982
1.8 | E2.4b | substation | Medium Voltage Substation unanchored | Earthquake | Peak Ground Acceleration (g) | 0.99986
1.85 | E2.4b | substation | Medium Voltage Substation unanchored | Earthquake | Peak Ground Acceleration (g) | 0.99989
1.9 | E2.4b | substation | Medium Voltage Substation unanchored | Earthquake | Peak Ground Acceleration (g) | 0.99991
1.95 | E2.4b | substation | Medium Voltage Substation unanchored | Earthquake | Peak Ground Acceleration (g) | 0.99993
2 | E2.4b | substation | Medium Voltage Substation unanchored | Earthquake | Peak Ground Acceleration (g) | 0.99995
2.05 | E2.4b | substation | Medium Voltage Substation unanchored | Earthquake | Peak Ground Acceleration (g) | 0.99996
2.1 | E2.4b | substation | Medium Voltage Substation unanchored | Earthquake | Peak Ground Acceleration (g) | 0.99997
2.15 | E2.4b | substation | Medium Voltage Substation unanchored | Earthquake | Peak Ground Acceleration (g) | 0.99997
2.2 | E2.4b | substation | Medium Voltage Substation unanchored | Earthquake | Peak Ground Acceleration (g) | 0.99998
2.25 | E2.4b | substation | Medium Voltage Substation unanchored | Earthquake | Peak Ground Acceleration (g) | 0.99998
2.3 | E2.4b | substation | Medium Voltage Substation unanchored | Earthquake | Peak Ground Acceleration (g) | 0.99999
2.35 | E2.4b | substation | Medium Voltage Substation unanchored | Earthquake | Peak Ground Acceleration (g) | 0.99999
2.4 | E2.4b | substation | Medium Voltage Substation unanchored | Earthquake | Peak Ground Acceleration (g) | 0.99999
2.45 | E2.4b | substation | Medium Voltage Substation unanchored | Earthquake | Peak Ground Acceleration (g) | 0.99999
2.5 | E2.4b | substation | Medium Voltage Substation unanchored | Earthquake | Peak Ground Acceleration (g) | 0.99999
2.55 | E2.4b | substation | Medium Voltage Substation unanchored | Earthquake | Peak Ground Acceleration (g) | 1
2.6 | E2.4b | substation | Medium Voltage Substation unanchored | Earthquake | Peak Ground Acceleration (g) | 1
2.65 | E2.4b | substation | Medium Voltage Substation unanchored | Earthquake | Peak Ground Acceleration (g) | 1
2.7 | E2.4b | substation | Medium Voltage Substation unanchored | Earthquake | Peak Ground Acceleration (g) | 1
2.75 | E2.4b | substation | Medium Voltage Substation unanchored | Earthquake | Peak Ground Acceleration (g) | 1
2.8 | E2.4b | substation | Medium Voltage Substation unanchored | Earthquake | Peak Ground Acceleration (g) | 1
2.85 | E2.4b | substation | Medium Voltage Substation unanchored | Earthquake | Peak Ground Acceleration (g) | 1
2.9 | E2.4b | substation | Medium Voltage Substation unanchored | Earthquake | Peak Ground Acceleration (g) | 1
2.95 | E2.4b | substation | Medium Voltage Substation unanchored | Earthquake | Peak Ground Acceleration (g) | 1
3 | E2.4b | substation | Medium Voltage Substation unanchored | Earthquake | Peak Ground Acceleration (g) | 1
3.05 | E2.4b | substation | Medium Voltage Substation unanchored | Earthquake | Peak Ground Acceleration (g) | 1
3.1 | E2.4b | substation | Medium Voltage Substation unanchored | Earthquake | Peak Ground Acceleration (g) | 1
3.15 | E2.4b | substation | Medium Voltage Substation unanchored | Earthquake | Peak Ground Acceleration (g) | 1
3.2 | E2.4b | substation | Medium Voltage Substation unanchored | Earthquake | Peak Ground Acceleration (g) | 1
3.25 | E2.4b | substation | Medium Voltage Substation unanchored | Earthquake | Peak Ground Acceleration (g) | 1
3.3 | E2.4b | substation | Medium Voltage Substation unanchored | Earthquake | Peak Ground Acceleration (g) | 1
3.35 | E2.4b | substation | Medium Voltage Substation unanchored | Earthquake | Peak Ground Acceleration (g) | 1
3.4 | E2.4b | substation | Medium Voltage Substation unanchored | Earthquake | Peak Ground Acceleration (g) | 1
3.45 | E2.4b | substation | Medium Voltage Substation unanchored | Earthquake | Peak Ground Acceleration (g) | 1
3.5 | E2.4b | substation | Medium Voltage Substation unanchored | Earthquake | Peak Ground Acceleration (g) | 1
3.55 | E2.4b | substation | Medium Voltage Substation unanchored | Earthquake | Peak Ground Acceleration (g) | 1
3.6 | E2.4b | substation | Medium Voltage Substation unanchored | Earthquake | Peak Ground Acceleration (g) | 1
3.65 | E2.4b | substation | Medium Voltage Substation unanchored | Earthquake | Peak Ground Acceleration (g) | 1
3.7 | E2.4b | substation | Medium Voltage Substation unanchored | Earthquake | Peak Ground Acceleration (g) | 1
3.75 | E2.4b | substation | Medium Voltage Substation unanchored | Earthquake | Peak Ground Acceleration (g) | 1
3.8 | E2.4b | substation | Medium Voltage Substation unanchored | Earthquake | Peak Ground Acceleration (g) | 1
3.85 | E2.4b | substation | Medium Voltage Substation unanchored | Earthquake | Peak Ground Acceleration (g) | 1
3.9 | E2.4b | substation | Medium Voltage Substation unanchored | Earthquake | Peak Ground Acceleration (g) | 1
3.95 | E2.4b | substation | Medium Voltage Substation unanchored | Earthquake | Peak Ground Acceleration (g) | 1
4 | E2.4b | substation | Medium Voltage Substation unanchored | Earthquake | Peak Ground Acceleration (g) | 1
0 | E2.5 | substation | High Voltage Substation anchored | Earthquake | Peak Ground Acceleration (g) | 0
0.05 | E2.5 | substation | High Voltage Substation anchored | Earthquake | Peak Ground Acceleration (g) | 0.0033258
0.1 | E2.5 | substation | High Voltage Substation anchored | Earthquake | Peak Ground Acceleration (g) | 0.042757
0.15 | E2.5 | substation | High Voltage Substation anchored | Earthquake | Peak Ground Acceleration (g) | 0.15803
0.2 | E2.5 | substation | High Voltage Substation anchored | Earthquake | Peak Ground Acceleration (g) | 0.31588
0.25 | E2.5 | substation | High Voltage Substation anchored | Earthquake | Peak Ground Acceleration (g) | 0.45034
0.3 | E2.5 | substation | High Voltage Substation anchored | Earthquake | Peak Ground Acceleration (g) | 0.54979
0.35 | E2.5 | substation | High Voltage Substation anchored | Earthquake | Peak Ground Acceleration (g) | 0.62728
0.4 | E2.5 | substation | High Voltage Substation anchored | Earthquake | Peak Ground Acceleration (g) | 0.69293
0.45 | E2.5 | substation | High Voltage Substation anchored | Earthquake | Peak Ground Acceleration (g) | 0.75045
0.5 | E2.5 | substation | High Voltage Substation anchored | Earthquake | Peak Ground Acceleration (g) | 0.80043
0.55 | E2.5 | substation | High Voltage Substation anchored | Earthquake | Peak Ground Acceleration (g) | 0.84278
0.6 | E2.5 | substation | High Voltage Substation anchored | Earthquake | Peak Ground Acceleration (g) | 0.8777
0.65 | E2.5 | substation | High Voltage Substation anchored | Earthquake | Peak Ground Acceleration (g) | 0.90583
0.7 | E2.5 | substation | High Voltage Substation anchored | Earthquake | Peak Ground Acceleration (g) | 0.92805
0.75 | E2.5 | substation | High Voltage Substation anchored | Earthquake | Peak Ground Acceleration (g) | 0.94535
0.8 | E2.5 | substation | High Voltage Substation anchored | Earthquake | Peak Ground Acceleration (g) | 0.95866
0.85 | E2.5 | substation | High Voltage Substation anchored | Earthquake | Peak Ground Acceleration (g) | 0.96882
0.9 | E2.5 | substation | High Voltage Substation anchored | Earthquake | Peak Ground Acceleration (g) | 0.97652
0.95 | E2.5 | substation | High Voltage Substation anchored | Earthquake | Peak Ground Acceleration (g) | 0.98233
1 | E2.5 | substation | High Voltage Substation anchored | Earthquake | Peak Ground Acceleration (g) | 0.9867
1.05 | E2.5 | substation | High Voltage Substation anchored | Earthquake | Peak Ground Acceleration (g) | 0.98999
1.1 | E2.5 | substation | High Voltage Substation anchored | Earthquake | Peak Ground Acceleration (g) | 0.99246
1.15 | E2.5 | substation | High Voltage Substation anchored | Earthquake | Peak Ground Acceleration (g) | 0.99431
1.2 | E2.5 | substation | High Voltage Substation anchored | Earthquake | Peak Ground Acceleration (g) | 0.9957
1.25 | E2.5 | substation | High Voltage Substation anchored | Earthquake | Peak Ground Acceleration (g) | 0.99674
1.3 | E2.5 | substation | High Voltage Substation anchored | Earthquake | Peak Ground Acceleration (g) | 0.99753
1.35 | E2.5 | substation | High Voltage Substation anchored | Earthquake | Peak Ground Acceleration (g) | 0.99812
1.4 | E2.5 | substation | High Voltage Substation anchored | Earthquake | Peak Ground Acceleration (g) | 0.99857
1.45 | E2.5 | substation | High Voltage Substation anchored | Earthquake | Peak Ground Acceleration (g) | 0.99891
1.5 | E2.5 | substation | High Voltage Substation anchored | Earthquake | Peak Ground Acceleration (g) | 0.99916
1.55 | E2.5 | substation | High Voltage Substation anchored | Earthquake | Peak Ground Acceleration (g) | 0.99936
1.6 | E2.5 | substation | High Voltage Substation anchored | Earthquake | Peak Ground Acceleration (g) | 0.99951
1.65 | E2.5 | substation | High Voltage Substation anchored | Earthquake | Peak Ground Acceleration (g) | 0.99962
1.7 | E2.5 | substation | High Voltage Substation anchored | Earthquake | Peak Ground Acceleration (g) | 0.99971
1.75 | E2.5 | substation | High Voltage Substation anchored | Earthquake | Peak Ground Acceleration (g) | 0.99977
1.8 | E2.5 | substation | High Voltage Substation anchored | Earthquake | Peak Ground Acceleration (g) | 0.99982
1.85 | E2.5 | substation | High Voltage Substation anchored | Earthquake | Peak Ground Acceleration (g) | 0.99986
1.9 | E2.5 | substation | High Voltage Substation anchored | Earthquake | Peak Ground Acceleration (g) | 0.99989
1.95 | E2.5 | substation | High Voltage Substation anchored | Earthquake | Peak Ground Acceleration (g) | 0.99992
2 | E2.5 | substation | High Voltage Substation anchored | Earthquake | Peak Ground Acceleration (g) | 0.99993
2.05 | E2.5 | substation | High Voltage Substation anchored | Earthquake | Peak Ground Acceleration (g) | 0.99995
2.1 | E2.5 | substation | High Voltage Substation anchored | Earthquake | Peak Ground Acceleration (g) | 0.99996
2.15 | E2.5 | substation | High Voltage Substation anchored | Earthquake | Peak Ground Acceleration (g) | 0.99997
2.2 | E2.5 | substation | High Voltage Substation anchored | Earthquake | Peak Ground Acceleration (g) | 0.99997
2.25 | E2.5 | substation | High Voltage Substation anchored | Earthquake | Peak Ground Acceleration (g) | 0.99998
2.3 | E2.5 | substation | High Voltage Substation anchored | Earthquake | Peak Ground Acceleration (g) | 0.99998
2.35 | E2.5 | substation | High Voltage Substation anchored | Earthquake | Peak Ground Acceleration (g) | 0.99999
2.4 | E2.5 | substation | High Voltage Substation anchored | Earthquake | Peak Ground Acceleration (g) | 0.99999
2.45 | E2.5 | substation | High Voltage Substation anchored | Earthquake | Peak Ground Acceleration (g) | 0.99999
2.5 | E2.5 | substation | High Voltage Substation anchored | Earthquake | Peak Ground Acceleration (g) | 0.99999
2.55 | E2.5 | substation | High Voltage Substation anchored | Earthquake | Peak Ground Acceleration (g) | 0.99999
2.6 | E2.5 | substation | High Voltage Substation anchored | Earthquake | Peak Ground Acceleration (g) | 1
2.65 | E2.5 | substation | High Voltage Substation anchored | Earthquake | Peak Ground Acceleration (g) | 1
2.7 | E2.5 | substation | High Voltage Substation anchored | Earthquake | Peak Ground Acceleration (g) | 1
2.75 | E2.5 | substation | High Voltage Substation anchored | Earthquake | Peak Ground Acceleration (g) | 1
2.8 | E2.5 | substation | High Voltage Substation anchored | Earthquake | Peak Ground Acceleration (g) | 1
2.85 | E2.5 | substation | High Voltage Substation anchored | Earthquake | Peak Ground Acceleration (g) | 1
2.9 | E2.5 | substation | High Voltage Substation anchored | Earthquake | Peak Ground Acceleration (g) | 1
2.95 | E2.5 | substation | High Voltage Substation anchored | Earthquake | Peak Ground Acceleration (g) | 1
3 | E2.5 | substation | High Voltage Substation anchored | Earthquake | Peak Ground Acceleration (g) | 1
3.05 | E2.5 | substation | High Voltage Substation anchored | Earthquake | Peak Ground Acceleration (g) | 1
3.1 | E2.5 | substation | High Voltage Substation anchored | Earthquake | Peak Ground Acceleration (g) | 1
3.15 | E2.5 | substation | High Voltage Substation anchored | Earthquake | Peak Ground Acceleration (g) | 1
3.2 | E2.5 | substation | High Voltage Substation anchored | Earthquake | Peak Ground Acceleration (g) | 1
3.25 | E2.5 | substation | High Voltage Substation anchored | Earthquake | Peak Ground Acceleration (g) | 1
3.3 | E2.5 | substation | High Voltage Substation anchored | Earthquake | Peak Ground Acceleration (g) | 1
3.35 | E2.5 | substation | High Voltage Substation anchored | Earthquake | Peak Ground Acceleration (g) | 1
3.4 | E2.5 | substation | High Voltage Substation anchored | Earthquake | Peak Ground Acceleration (g) | 1
3.45 | E2.5 | substation | High Voltage Substation anchored | Earthquake | Peak Ground Acceleration (g) | 1
3.5 | E2.5 | substation | High Voltage Substation anchored | Earthquake | Peak Ground Acceleration (g) | 1
3.55 | E2.5 | substation | High Voltage Substation anchored | Earthquake | Peak Ground Acceleration (g) | 1
3.6 | E2.5 | substation | High Voltage Substation anchored | Earthquake | Peak Ground Acceleration (g) | 1
3.65 | E2.5 | substation | High Voltage Substation anchored | Earthquake | Peak Ground Acceleration (g) | 1
3.7 | E2.5 | substation | High Voltage Substation anchored | Earthquake | Peak Ground Acceleration (g) | 1
3.75 | E2.5 | substation | High Voltage Substation anchored | Earthquake | Peak Ground Acceleration (g) | 1
3.8 | E2.5 | substation | High Voltage Substation anchored | Earthquake | Peak Ground Acceleration (g) | 1
3.85 | E2.5 | substation | High Voltage Substation anchored | Earthquake | Peak Ground Acceleration (g) | 1
3.9 | E2.5 | substation | High Voltage Substation anchored | Earthquake | Peak Ground Acceleration (g) | 1
3.95 | E2.5 | substation | High Voltage Substation anchored | Earthquake | Peak Ground Acceleration (g) | 1
4 | E2.5 | substation | High Voltage Substation anchored | Earthquake | Peak Ground Acceleration (g) | 1
0 | E2.5b | substation | High Voltage Substation anchored | Earthquake | Peak Ground Acceleration (g) | 0
0.05 | E2.5b | substation | High Voltage Substation anchored | Earthquake | Peak Ground Acceleration (g) | 0.010455
0.1 | E2.5b | substation | High Voltage Substation anchored | Earthquake | Peak Ground Acceleration (g) | 0.11915
0.15 | E2.5b | substation | High Voltage Substation anchored | Earthquake | Peak Ground Acceleration (g) | 0.31752
0.2 | E2.5b | substation | High Voltage Substation anchored | Earthquake | Peak Ground Acceleration (g) | 0.52055
0.25 | E2.5b | substation | High Voltage Substation anchored | Earthquake | Peak Ground Acceleration (g) | 0.66712
0.3 | E2.5b | substation | High Voltage Substation anchored | Earthquake | Peak Ground Acceleration (g) | 0.75804
0.35 | E2.5b | substation | High Voltage Substation anchored | Earthquake | Peak Ground Acceleration (g) | 0.81513
0.4 | E2.5b | substation | High Voltage Substation anchored | Earthquake | Peak Ground Acceleration (g) | 0.85475
0.45 | E2.5b | substation | High Voltage Substation anchored | Earthquake | Peak Ground Acceleration (g) | 0.88505
0.5 | E2.5b | substation | High Voltage Substation anchored | Earthquake | Peak Ground Acceleration (g) | 0.90941
0.55 | E2.5b | substation | High Voltage Substation anchored | Earthquake | Peak Ground Acceleration (g) | 0.92921
0.6 | E2.5b | substation | High Voltage Substation anchored | Earthquake | Peak Ground Acceleration (g) | 0.9452
0.65 | E2.5b | substation | High Voltage Substation anchored | Earthquake | Peak Ground Acceleration (g) | 0.95792
0.7 | E2.5b | substation | High Voltage Substation anchored | Earthquake | Peak Ground Acceleration (g) | 0.96791
0.75 | E2.5b | substation | High Voltage Substation anchored | Earthquake | Peak Ground Acceleration (g) | 0.97565
0.8 | E2.5b | substation | High Voltage Substation anchored | Earthquake | Peak Ground Acceleration (g) | 0.98159
0.85 | E2.5b | substation | High Voltage Substation anchored | Earthquake | Peak Ground Acceleration (g) | 0.98612
0.9 | E2.5b | substation | High Voltage Substation anchored | Earthquake | Peak Ground Acceleration (g) | 0.98955
0.95 | E2.5b | substation | High Voltage Substation anchored | Earthquake | Peak Ground Acceleration (g) | 0.99214
1 | E2.5b | substation | High Voltage Substation anchored | Earthquake | Peak Ground Acceleration (g) | 0.99409
1.05 | E2.5b | substation | High Voltage Substation anchored | Earthquake | Peak Ground Acceleration (g) | 0.99555
1.1 | E2.5b | substation | High Voltage Substation anchored | Earthquake | Peak Ground Acceleration (g) | 0.99665
1.15 | E2.5b | substation | High Voltage Substation anchored | Earthquake | Peak Ground Acceleration (g) | 0.99747
1.2 | E2.5b | substation | High Voltage Substation anchored | Earthquake | Peak Ground Acceleration (g) | 0.99809
1.25 | E2.5b | substation | High Voltage Substation anchored | Earthquake | Peak Ground Acceleration (g) | 0.99855
1.3 | E2.5b | substation | High Voltage Substation anchored | Earthquake | Peak Ground Acceleration (g) | 0.9989
1.35 | E2.5b | substation | High Voltage Substation anchored | Earthquake | Peak Ground Acceleration (g) | 0.99917
1.4 | E2.5b | substation | High Voltage Substation anchored | Earthquake | Peak Ground Acceleration (g) | 0.99936
1.45 | E2.5b | substation | High Voltage Substation anchored | Earthquake | Peak Ground Acceleration (g) | 0.99951
1.5 | E2.5b | substation | High Voltage Substation anchored | Earthquake | Peak Ground Acceleration (g) | 0.99963
1.55 | E2.5b | substation | High Voltage Substation anchored | Earthquake | Peak Ground Acceleration (g) | 0.99971
1.6 | E2.5b | substation | High Voltage Substation anchored | Earthquake | Peak Ground Acceleration (g) | 0.99978
1.65 | E2.5b | substation | High Voltage Substation anchored | Earthquake | Peak Ground Acceleration (g) | 0.99983
1.7 | E2.5b | substation | High Voltage Substation anchored | Earthquake | Peak Ground Acceleration (g) | 0.99987
1.75 | E2.5b | substation | High Voltage Substation anchored | Earthquake | Peak Ground Acceleration (g) | 0.9999
1.8 | E2.5b | substation | High Voltage Substation anchored | Earthquake | Peak Ground Acceleration (g) | 0.99992
1.85 | E2.5b | substation | High Voltage Substation anchored | Earthquake | Peak Ground Acceleration (g) | 0.99994
1.9 | E2.5b | substation | High Voltage Substation anchored | Earthquake | Peak Ground Acceleration (g) | 0.99995
1.95 | E2.5b | substation | High Voltage Substation anchored | Earthquake | Peak Ground Acceleration (g) | 0.99996
2 | E2.5b | substation | High Voltage Substation anchored | Earthquake | Peak Ground Acceleration (g) | 0.99997
2.05 | E2.5b | substation | High Voltage Substation anchored | Earthquake | Peak Ground Acceleration (g) | 0.99998
2.1 | E2.5b | substation | High Voltage Substation anchored | Earthquake | Peak Ground Acceleration (g) | 0.99998
2.15 | E2.5b | substation | High Voltage Substation anchored | Earthquake | Peak Ground Acceleration (g) | 0.99999
2.2 | E2.5b | substation | High Voltage Substation anchored | Earthquake | Peak Ground Acceleration (g) | 0.99999
2.25 | E2.5b | substation | High Voltage Substation anchored | Earthquake | Peak Ground Acceleration (g) | 0.99999
2.3 | E2.5b | substation | High Voltage Substation anchored | Earthquake | Peak Ground Acceleration (g) | 0.99999
2.35 | E2.5b | substation | High Voltage Substation anchored | Earthquake | Peak Ground Acceleration (g) | 0.99999
2.4 | E2.5b | substation | High Voltage Substation anchored | Earthquake | Peak Ground Acceleration (g) | 1
2.45 | E2.5b | substation | High Voltage Substation anchored | Earthquake | Peak Ground Acceleration (g) | 1
2.5 | E2.5b | substation | High Voltage Substation anchored | Earthquake | Peak Ground Acceleration (g) | 1
2.55 | E2.5b | substation | High Voltage Substation anchored | Earthquake | Peak Ground Acceleration (g) | 1
2.6 | E2.5b | substation | High Voltage Substation anchored | Earthquake | Peak Ground Acceleration (g) | 1
2.65 | E2.5b | substation | High Voltage Substation anchored | Earthquake | Peak Ground Acceleration (g) | 1
2.7 | E2.5b | substation | High Voltage Substation anchored | Earthquake | Peak Ground Acceleration (g) | 1
2.75 | E2.5b | substation | High Voltage Substation anchored | Earthquake | Peak Ground Acceleration (g) | 1
2.8 | E2.5b | substation | High Voltage Substation anchored | Earthquake | Peak Ground Acceleration (g) | 1
2.85 | E2.5b | substation | High Voltage Substation anchored | Earthquake | Peak Ground Acceleration (g) | 1
2.9 | E2.5b | substation | High Voltage Substation anchored | Earthquake | Peak Ground Acceleration (g) | 1
2.95 | E2.5b | substation | High Voltage Substation anchored | Earthquake | Peak Ground Acceleration (g) | 1
3 | E2.5b | substation | High Voltage Substation anchored | Earthquake | Peak Ground Acceleration (g) | 1
3.05 | E2.5b | substation | High Voltage Substation anchored | Earthquake | Peak Ground Acceleration (g) | 1
3.1 | E2.5b | substation | High Voltage Substation anchored | Earthquake | Peak Ground Acceleration (g) | 1
3.15 | E2.5b | substation | High Voltage Substation anchored | Earthquake | Peak Ground Acceleration (g) | 1
3.2 | E2.5b | substation | High Voltage Substation anchored | Earthquake | Peak Ground Acceleration (g) | 1
3.25 | E2.5b | substation | High Voltage Substation anchored | Earthquake | Peak Ground Acceleration (g) | 1
3.3 | E2.5b | substation | High Voltage Substation anchored | Earthquake | Peak Ground Acceleration (g) | 1
3.35 | E2.5b | substation | High Voltage Substation anchored | Earthquake | Peak Ground Acceleration (g) | 1
3.4 | E2.5b | substation | High Voltage Substation anchored | Earthquake | Peak Ground Acceleration (g) | 1
3.45 | E2.5b | substation | High Voltage Substation anchored | Earthquake | Peak Ground Acceleration (g) | 1
3.5 | E2.5b | substation | High Voltage Substation anchored | Earthquake | Peak Ground Acceleration (g) | 1
3.55 | E2.5b | substation | High Voltage Substation anchored | Earthquake | Peak Ground Acceleration (g) | 1
3.6 | E2.5b | substation | High Voltage Substation anchored | Earthquake | Peak Ground Acceleration (g) | 1
3.65 | E2.5b | substation | High Voltage Substation anchored | Earthquake | Peak Ground Acceleration (g) | 1
3.7 | E2.5b | substation | High Voltage Substation anchored | Earthquake | Peak Ground Acceleration (g) | 1
3.75 | E2.5b | substation | High Voltage Substation anchored | Earthquake | Peak Ground Acceleration (g) | 1
3.8 | E2.5b | substation | High Voltage Substation anchored | Earthquake | Peak Ground Acceleration (g) | 1
3.85 | E2.5b | substation | High Voltage Substation anchored | Earthquake | Peak Ground Acceleration (g) | 1
3.9 | E2.5b | substation | High Voltage Substation anchored | Earthquake | Peak Ground Acceleration (g) | 1
3.95 | E2.5b | substation | High Voltage Substation anchored | Earthquake | Peak Ground Acceleration (g) | 1
4 | E2.5b | substation | High Voltage Substation anchored | Earthquake | Peak Ground Acceleration (g) | 1
0 | E2.6 | substation | High Voltage Substation unanchored | Earthquake | Peak Ground Acceleration (g) | 0
0.05 | E2.6 | substation | High Voltage Substation unanchored | Earthquake | Peak Ground Acceleration (g) | 0.006605
0.1 | E2.6 | substation | High Voltage Substation unanchored | Earthquake | Peak Ground Acceleration (g) | 0.073049
0.15 | E2.6 | substation | High Voltage Substation unanchored | Earthquake | Peak Ground Acceleration (g) | 0.24103
0.2 | E2.6 | substation | High Voltage Substation unanchored | Earthquake | Peak Ground Acceleration (g) | 0.41247
0.25 | E2.6 | substation | High Voltage Substation unanchored | Earthquake | Peak Ground Acceleration (g) | 0.5385
0.3 | E2.6 | substation | High Voltage Substation unanchored | Earthquake | Peak Ground Acceleration (g) | 0.63785
0.35 | E2.6 | substation | High Voltage Substation unanchored | Earthquake | Peak Ground Acceleration (g) | 0.72404
0.4 | E2.6 | substation | High Voltage Substation unanchored | Earthquake | Peak Ground Acceleration (g) | 0.79781
0.45 | E2.6 | substation | High Voltage Substation unanchored | Earthquake | Peak Ground Acceleration (g) | 0.85718
0.5 | E2.6 | substation | High Voltage Substation unanchored | Earthquake | Peak Ground Acceleration (g) | 0.90209
0.55 | E2.6 | substation | High Voltage Substation unanchored | Earthquake | Peak Ground Acceleration (g) | 0.93438
0.6 | E2.6 | substation | High Voltage Substation unanchored | Earthquake | Peak Ground Acceleration (g) | 0.95675
0.65 | E2.6 | substation | High Voltage Substation unanchored | Earthquake | Peak Ground Acceleration (g) | 0.97182
0.7 | E2.6 | substation | High Voltage Substation unanchored | Earthquake | Peak Ground Acceleration (g) | 0.98178
0.75 | E2.6 | substation | High Voltage Substation unanchored | Earthquake | Peak Ground Acceleration (g) | 0.98828
0.8 | E2.6 | substation | High Voltage Substation unanchored | Earthquake | Peak Ground Acceleration (g) | 0.99248
0.85 | E2.6 | substation | High Voltage Substation unanchored | Earthquake | Peak Ground Acceleration (g) | 0.99518
0.9 | E2.6 | substation | High Voltage Substation unanchored | Earthquake | Peak Ground Acceleration (g) | 0.9969
0.95 | E2.6 | substation | High Voltage Substation unanchored | Earthquake | Peak Ground Acceleration (g) | 0.99801
1 | E2.6 | substation | High Voltage Substation unanchored | Earthquake | Peak Ground Acceleration (g) | 0.99872
1.05 | E2.6 | substation | High Voltage Substation unanchored | Earthquake | Peak Ground Acceleration (g) | 0.99917
1.1 | E2.6 | substation | High Voltage Substation unanchored | Earthquake | Peak Ground Acceleration (g) | 0.99946
1.15 | E2.6 | substation | High Voltage Substation unanchored | Earthquake | Peak Ground Acceleration (g) | 0.99965
1.2 | E2.6 | substation | High Voltage Substation unanchored | Earthquake | Peak Ground Acceleration (g) | 0.99977
1.25 | E2.6 | substation | High Voltage Substation unanchored | Earthquake | Peak Ground Acceleration (g) | 0.99985
1.3 | E2.6 | substation | High Voltage Substation unanchored | Earthquake | Peak Ground Acceleration (g) | 0.9999
1.35 | E2.6 | substation | High Voltage Substation unanchored | Earthquake | Peak Ground Acceleration (g) | 0.99993
1.4 | E2.6 | substation | High Voltage Substation unanchored | Earthquake | Peak Ground Acceleration (g) | 0.99996
1.45 | E2.6 | substation | High Voltage Substation unanchored | Earthquake | Peak Ground Acceleration (g) | 0.99997
1.5 | E2.6 | substation | High Voltage Substation unanchored | Earthquake | Peak Ground Acceleration (g) | 0.99998
1.55 | E2.6 | substation | High Voltage Substation unanchored | Earthquake | Peak Ground Acceleration (g) | 0.99999
1.6 | E2.6 | substation | High Voltage Substation unanchored | Earthquake | Peak Ground Acceleration (g) | 0.99999
1.65 | E2.6 | substation | High Voltage Substation unanchored | Earthquake | Peak Ground Acceleration (g) | 0.99999
1.7 | E2.6 | substation | High Voltage Substation unanchored | Earthquake | Peak Ground Acceleration (g) | 1
1.75 | E2.6 | substation | High Voltage Substation unanchored | Earthquake | Peak Ground Acceleration (g) | 1
1.8 | E2.6 | substation | High Voltage Substation unanchored | Earthquake | Peak Ground Acceleration (g) | 1
1.85 | E2.6 | substation | High Voltage Substation unanchored | Earthquake | Peak Ground Acceleration (g) | 1
1.9 | E2.6 | substation | High Voltage Substation unanchored | Earthquake | Peak Ground Acceleration (g) | 1
1.95 | E2.6 | substation | High Voltage Substation unanchored | Earthquake | Peak Ground Acceleration (g) | 1
2 | E2.6 | substation | High Voltage Substation unanchored | Earthquake | Peak Ground Acceleration (g) | 1
2.05 | E2.6 | substation | High Voltage Substation unanchored | Earthquake | Peak Ground Acceleration (g) | 1
2.1 | E2.6 | substation | High Voltage Substation unanchored | Earthquake | Peak Ground Acceleration (g) | 1
2.15 | E2.6 | substation | High Voltage Substation unanchored | Earthquake | Peak Ground Acceleration (g) | 1
2.2 | E2.6 | substation | High Voltage Substation unanchored | Earthquake | Peak Ground Acceleration (g) | 1
2.25 | E2.6 | substation | High Voltage Substation unanchored | Earthquake | Peak Ground Acceleration (g) | 1
2.3 | E2.6 | substation | High Voltage Substation unanchored | Earthquake | Peak Ground Acceleration (g) | 1
2.35 | E2.6 | substation | High Voltage Substation unanchored | Earthquake | Peak Ground Acceleration (g) | 1
2.4 | E2.6 | substation | High Voltage Substation unanchored | Earthquake | Peak Ground Acceleration (g) | 1
2.45 | E2.6 | substation | High Voltage Substation unanchored | Earthquake | Peak Ground Acceleration (g) | 1
2.5 | E2.6 | substation | High Voltage Substation unanchored | Earthquake | Peak Ground Acceleration (g) | 1
2.55 | E2.6 | substation | High Voltage Substation unanchored | Earthquake | Peak Ground Acceleration (g) | 1
2.6 | E2.6 | substation | High Voltage Substation unanchored | Earthquake | Peak Ground Acceleration (g) | 1
2.65 | E2.6 | substation | High Voltage Substation unanchored | Earthquake | Peak Ground Acceleration (g) | 1
2.7 | E2.6 | substation | High Voltage Substation unanchored | Earthquake | Peak Ground Acceleration (g) | 1
2.75 | E2.6 | substation | High Voltage Substation unanchored | Earthquake | Peak Ground Acceleration (g) | 1
2.8 | E2.6 | substation | High Voltage Substation unanchored | Earthquake | Peak Ground Acceleration (g) | 1
2.85 | E2.6 | substation | High Voltage Substation unanchored | Earthquake | Peak Ground Acceleration (g) | 1
2.9 | E2.6 | substation | High Voltage Substation unanchored | Earthquake | Peak Ground Acceleration (g) | 1
2.95 | E2.6 | substation | High Voltage Substation unanchored | Earthquake | Peak Ground Acceleration (g) | 1
3 | E2.6 | substation | High Voltage Substation unanchored | Earthquake | Peak Ground Acceleration (g) | 1
3.05 | E2.6 | substation | High Voltage Substation unanchored | Earthquake | Peak Ground Acceleration (g) | 1
3.1 | E2.6 | substation | High Voltage Substation unanchored | Earthquake | Peak Ground Acceleration (g) | 1
3.15 | E2.6 | substation | High Voltage Substation unanchored | Earthquake | Peak Ground Acceleration (g) | 1
3.2 | E2.6 | substation | High Voltage Substation unanchored | Earthquake | Peak Ground Acceleration (g) | 1
3.25 | E2.6 | substation | High Voltage Substation unanchored | Earthquake | Peak Ground Acceleration (g) | 1
3.3 | E2.6 | substation | High Voltage Substation unanchored | Earthquake | Peak Ground Acceleration (g) | 1
3.35 | E2.6 | substation | High Voltage Substation unanchored | Earthquake | Peak Ground Acceleration (g) | 1
3.4 | E2.6 | substation | High Voltage Substation unanchored | Earthquake | Peak Ground Acceleration (g) | 1
3.45 | E2.6 | substation | High Voltage Substation unanchored | Earthquake | Peak Ground Acceleration (g) | 1
3.5 | E2.6 | substation | High Voltage Substation unanchored | Earthquake | Peak Ground Acceleration (g) | 1
3.55 | E2.6 | substation | High Voltage Substation unanchored | Earthquake | Peak Ground Acceleration (g) | 1
3.6 | E2.6 | substation | High Voltage Substation unanchored | Earthquake | Peak Ground Acceleration (g) | 1
3.65 | E2.6 | substation | High Voltage Substation unanchored | Earthquake | Peak Ground Acceleration (g) | 1
3.7 | E2.6 | substation | High Voltage Substation unanchored | Earthquake | Peak Ground Acceleration (g) | 1
3.75 | E2.6 | substation | High Voltage Substation unanchored | Earthquake | Peak Ground Acceleration (g) | 1
3.8 | E2.6 | substation | High Voltage Substation unanchored | Earthquake | Peak Ground Acceleration (g) | 1
3.85 | E2.6 | substation | High Voltage Substation unanchored | Earthquake | Peak Ground Acceleration (g) | 1
3.9 | E2.6 | substation | High Voltage Substation unanchored | Earthquake | Peak Ground Acceleration (g) | 1
3.95 | E2.6 | substation | High Voltage Substation unanchored | Earthquake | Peak Ground Acceleration (g) | 1
4 | E2.6 | substation | High Voltage Substation unanchored | Earthquake | Peak Ground Acceleration (g) | 1
0 | E2.6a | substation | High Voltage Substation unanchored | Earthquake | Peak Ground Acceleration (g) | 0
0.05 | E2.6a | substation | High Voltage Substation unanchored | Earthquake | Peak Ground Acceleration (g) | 0.0024411
0.1 | E2.6a | substation | High Voltage Substation unanchored | Earthquake | Peak Ground Acceleration (g) | 0.057881
0.15 | E2.6a | substation | High Voltage Substation unanchored | Earthquake | Peak Ground Acceleration (g) | 0.18969
0.2 | E2.6a | substation | High Voltage Substation unanchored | Earthquake | Peak Ground Acceleration (g) | 0.31278
0.25 | E2.6a | substation | High Voltage Substation unanchored | Earthquake | Peak Ground Acceleration (g) | 0.40515
0.3 | E2.6a | substation | High Voltage Substation unanchored | Earthquake | Peak Ground Acceleration (g) | 0.48417
0.35 | E2.6a | substation | High Voltage Substation unanchored | Earthquake | Peak Ground Acceleration (g) | 0.557
0.4 | E2.6a | substation | High Voltage Substation unanchored | Earthquake | Peak Ground Acceleration (g) | 0.62113
0.45 | E2.6a | substation | High Voltage Substation unanchored | Earthquake | Peak Ground Acceleration (g) | 0.67337
0.5 | E2.6a | substation | High Voltage Substation unanchored | Earthquake | Peak Ground Acceleration (g) | 0.71309
0.55 | E2.6a | substation | High Voltage Substation unanchored | Earthquake | Peak Ground Acceleration (g) | 0.74172
0.6 | E2.6a | substation | High Voltage Substation unanchored | Earthquake | Peak Ground Acceleration (g) | 0.76157
0.65 | E2.6a | substation | High Voltage Substation unanchored | Earthquake | Peak Ground Acceleration (g) | 0.77496
0.7 | E2.6a | substation | High Voltage Substation unanchored | Earthquake | Peak Ground Acceleration (g) | 0.78381
0.75 | E2.6a | substation | High Voltage Substation unanchored | Earthquake | Peak Ground Acceleration (g) | 0.78958
0.8 | E2.6a | substation | High Voltage Substation unanchored | Earthquake | Peak Ground Acceleration (g) | 0.79331
0.85 | E2.6a | substation | High Voltage Substation unanchored | Earthquake | Peak Ground Acceleration (g) | 0.79571
0.9 | E2.6a | substation | High Voltage Substation unanchored | Earthquake | Peak Ground Acceleration (g) | 0.79725
0.95 | E2.6a | substation | High Voltage Substation unanchored | Earthquake | Peak Ground Acceleration (g) | 0.79823
1 | E2.6a | substation | High Voltage Substation unanchored | Earthquake | Peak Ground Acceleration (g) | 0.79886
1.05 | E2.6a | substation | High Voltage Substation unanchored | Earthquake | Peak Ground Acceleration (g) | 0.79926
1.1 | E2.6a | substation | High Voltage Substation unanchored | Earthquake | Peak Ground Acceleration (g) | 0.79952
1.15 | E2.6a | substation | High Voltage Substation unanchored | Earthquake | Peak Ground Acceleration (g) | 0.79969
1.2 | E2.6a | substation | High Voltage Substation unanchored | Earthquake | Peak Ground Acceleration (g) | 0.7998
1.25 | E2.6a | substation | High Voltage Substation unanchored | Earthquake | Peak Ground Acceleration (g) | 0.79987
1.3 | E2.6a | substation | High Voltage Substation unanchored | Earthquake | Peak Ground Acceleration (g) | 0.79991
1.35 | E2.6a | substation | High Voltage Substation unanchored | Earthquake | Peak Ground Acceleration (g) | 0.79994
1.4 | E2.6a | substation | High Voltage Substation unanchored | Earthquake | Peak Ground Acceleration (g) | 0.79996
1.45 | E2.6a | substation | High Voltage Substation unanchored | Earthquake | Peak Ground Acceleration (g) | 0.79997
1.5 | E2.6a | substation | High Voltage Substation unanchored | Earthquake | Peak Ground Acceleration (g) | 0.79998
1.55 | E2.6a | substation | High Voltage Substation unanchored | Earthquake | Peak Ground Acceleration (g) | 0.79999
1.6 | E2.6a | substation | High Voltage Substation unanchored | Earthquake | Peak Ground Acceleration (g) | 0.79999
1.65 | E2.6a | substation | High Voltage Substation unanchored | Earthquake | Peak Ground Acceleration (g) | 0.79999
1.7 | E2.6a | substation | High Voltage Substation unanchored | Earthquake | Peak Ground Acceleration (g) | 0.8
1.75 | E2.6a | substation | High Voltage Substation unanchored | Earthquake | Peak Ground Acceleration (g) | 0.8
1.8 | E2.6a | substation | High Voltage Substation unanchored | Earthquake | Peak Ground Acceleration (g) | 0.8
1.85 | E2.6a | substation | High Voltage Substation unanchored | Earthquake | Peak Ground Acceleration (g) | 0.8
1.9 | E2.6a | substation | High Voltage Substation unanchored | Earthquake | Peak Ground Acceleration (g) | 0.8
1.95 | E2.6a | substation | High Voltage Substation unanchored | Earthquake | Peak Ground Acceleration (g) | 0.8
2 | E2.6a | substation | High Voltage Substation unanchored | Earthquake | Peak Ground Acceleration (g) | 0.8
2.05 | E2.6a | substation | High Voltage Substation unanchored | Earthquake | Peak Ground Acceleration (g) | 0.8
2.1 | E2.6a | substation | High Voltage Substation unanchored | Earthquake | Peak Ground Acceleration (g) | 0.8
2.15 | E2.6a | substation | High Voltage Substation unanchored | Earthquake | Peak Ground Acceleration (g) | 0.8
2.2 | E2.6a | substation | High Voltage Substation unanchored | Earthquake | Peak Ground Acceleration (g) | 0.8
2.25 | E2.6a | substation | High Voltage Substation unanchored | Earthquake | Peak Ground Acceleration (g) | 0.8
2.3 | E2.6a | substation | High Voltage Substation unanchored | Earthquake | Peak Ground Acceleration (g) | 0.8
2.35 | E2.6a | substation | High Voltage Substation unanchored | Earthquake | Peak Ground Acceleration (g) | 0.8
2.4 | E2.6a | substation | High Voltage Substation unanchored | Earthquake | Peak Ground Acceleration (g) | 0.8
2.45 | E2.6a | substation | High Voltage Substation unanchored | Earthquake | Peak Ground Acceleration (g) | 0.8
2.5 | E2.6a | substation | High Voltage Substation unanchored | Earthquake | Peak Ground Acceleration (g) | 0.8
2.55 | E2.6a | substation | High Voltage Substation unanchored | Earthquake | Peak Ground Acceleration (g) | 0.8
2.6 | E2.6a | substation | High Voltage Substation unanchored | Earthquake | Peak Ground Acceleration (g) | 0.8
2.65 | E2.6a | substation | High Voltage Substation unanchored | Earthquake | Peak Ground Acceleration (g) | 0.8
2.7 | E2.6a | substation | High Voltage Substation unanchored | Earthquake | Peak Ground Acceleration (g) | 0.8
2.75 | E2.6a | substation | High Voltage Substation unanchored | Earthquake | Peak Ground Acceleration (g) | 0.8
2.8 | E2.6a | substation | High Voltage Substation unanchored | Earthquake | Peak Ground Acceleration (g) | 0.8
2.85 | E2.6a | substation | High Voltage Substation unanchored | Earthquake | Peak Ground Acceleration (g) | 0.8
2.9 | E2.6a | substation | High Voltage Substation unanchored | Earthquake | Peak Ground Acceleration (g) | 0.8
2.95 | E2.6a | substation | High Voltage Substation unanchored | Earthquake | Peak Ground Acceleration (g) | 0.8
3 | E2.6a | substation | High Voltage Substation unanchored | Earthquake | Peak Ground Acceleration (g) | 0.8
3.05 | E2.6a | substation | High Voltage Substation unanchored | Earthquake | Peak Ground Acceleration (g) | 0.8
3.1 | E2.6a | substation | High Voltage Substation unanchored | Earthquake | Peak Ground Acceleration (g) | 0.8
3.15 | E2.6a | substation | High Voltage Substation unanchored | Earthquake | Peak Ground Acceleration (g) | 0.8
3.2 | E2.6a | substation | High Voltage Substation unanchored | Earthquake | Peak Ground Acceleration (g) | 0.8
3.25 | E2.6a | substation | High Voltage Substation unanchored | Earthquake | Peak Ground Acceleration (g) | 0.8
3.3 | E2.6a | substation | High Voltage Substation unanchored | Earthquake | Peak Ground Acceleration (g) | 0.8
3.35 | E2.6a | substation | High Voltage Substation unanchored | Earthquake | Peak Ground Acceleration (g) | 0.8
3.4 | E2.6a | substation | High Voltage Substation unanchored | Earthquake | Peak Ground Acceleration (g) | 0.8
3.45 | E2.6a | substation | High Voltage Substation unanchored | Earthquake | Peak Ground Acceleration (g) | 0.8
3.5 | E2.6a | substation | High Voltage Substation unanchored | Earthquake | Peak Ground Acceleration (g) | 0.8
3.55 | E2.6a | substation | High Voltage Substation unanchored | Earthquake | Peak Ground Acceleration (g) | 0.8
3.6 | E2.6a | substation | High Voltage Substation unanchored | Earthquake | Peak Ground Acceleration (g) | 0.8
3.65 | E2.6a | substation | High Voltage Substation unanchored | Earthquake | Peak Ground Acceleration (g) | 0.8
3.7 | E2.6a | substation | High Voltage Substation unanchored | Earthquake | Peak Ground Acceleration (g) | 0.8
3.75 | E2.6a | substation | High Voltage Substation unanchored | Earthquake | Peak Ground Acceleration (g) | 0.8
3.8 | E2.6a | substation | High Voltage Substation unanchored | Earthquake | Peak Ground Acceleration (g) | 0.8
3.85 | E2.6a | substation | High Voltage Substation unanchored | Earthquake | Peak Ground Acceleration (g) | 0.8
3.9 | E2.6a | substation | High Voltage Substation unanchored | Earthquake | Peak Ground Acceleration (g) | 0.8
3.95 | E2.6a | substation | High Voltage Substation unanchored | Earthquake | Peak Ground Acceleration (g) | 0.8
4 | E2.6a | substation | High Voltage Substation unanchored | Earthquake | Peak Ground Acceleration (g) | 0.8
0 | E2.6b | substation | High Voltage Substation unanchored | Earthquake | Peak Ground Acceleration (g) | 0
0.05 | E2.6b | substation | High Voltage Substation unanchored | Earthquake | Peak Ground Acceleration (g) | 0.02019
0.1 | E2.6b | substation | High Voltage Substation unanchored | Earthquake | Peak Ground Acceleration (g) | 0.17742
0.15 | E2.6b | substation | High Voltage Substation unanchored | Earthquake | Peak Ground Acceleration (g) | 0.43183
0.2 | E2.6b | substation | High Voltage Substation unanchored | Earthquake | Peak Ground Acceleration (g) | 0.63473
0.25 | E2.6b | substation | High Voltage Substation unanchored | Earthquake | Peak Ground Acceleration (g) | 0.75322
0.3 | E2.6b | substation | High Voltage Substation unanchored | Earthquake | Peak Ground Acceleration (g) | 0.82324
0.35 | E2.6b | substation | High Voltage Substation unanchored | Earthquake | Peak Ground Acceleration (g) | 0.87145
0.4 | E2.6b | substation | High Voltage Substation unanchored | Earthquake | Peak Ground Acceleration (g) | 0.90792
0.45 | E2.6b | substation | High Voltage Substation unanchored | Earthquake | Peak Ground Acceleration (g) | 0.93568
0.5 | E2.6b | substation | High Voltage Substation unanchored | Earthquake | Peak Ground Acceleration (g) | 0.95615
0.55 | E2.6b | substation | High Voltage Substation unanchored | Earthquake | Peak Ground Acceleration (g) | 0.9707
0.6 | E2.6b | substation | High Voltage Substation unanchored | Earthquake | Peak Ground Acceleration (g) | 0.98072
0.65 | E2.6b | substation | High Voltage Substation unanchored | Earthquake | Peak Ground Acceleration (g) | 0.98745
0.7 | E2.6b | substation | High Voltage Substation unanchored | Earthquake | Peak Ground Acceleration (g) | 0.99189
0.75 | E2.6b | substation | High Voltage Substation unanchored | Earthquake | Peak Ground Acceleration (g) | 0.99479
0.8 | E2.6b | substation | High Voltage Substation unanchored | Earthquake | Peak Ground Acceleration (g) | 0.99665
0.85 | E2.6b | substation | High Voltage Substation unanchored | Earthquake | Peak Ground Acceleration (g) | 0.99785
0.9 | E2.6b | substation | High Voltage Substation unanchored | Earthquake | Peak Ground Acceleration (g) | 0.99862
0.95 | E2.6b | substation | High Voltage Substation unanchored | Earthquake | Peak Ground Acceleration (g) | 0.99912
1 | E2.6b | substation | High Voltage Substation unanchored | Earthquake | Peak Ground Acceleration (g) | 0.99943
1.05 | E2.6b | substation | High Voltage Substation unanchored | Earthquake | Peak Ground Acceleration (g) | 0.99963
1.1 | E2.6b | substation | High Voltage Substation unanchored | Earthquake | Peak Ground Acceleration (g) | 0.99976
1.15 | E2.6b | substation | High Voltage Substation unanchored | Earthquake | Peak Ground Acceleration (g) | 0.99984
1.2 | E2.6b | substation | High Voltage Substation unanchored | Earthquake | Peak Ground Acceleration (g) | 0.9999
1.25 | E2.6b | substation | High Voltage Substation unanchored | Earthquake | Peak Ground Acceleration (g) | 0.99993
1.3 | E2.6b | substation | High Voltage Substation unanchored | Earthquake | Peak Ground Acceleration (g) | 0.99996
1.35 | E2.6b | substation | High Voltage Substation unanchored | Earthquake | Peak Ground Acceleration (g) | 0.99997
1.4 | E2.6b | substation | High Voltage Substation unanchored | Earthquake | Peak Ground Acceleration (g) | 0.99998
1.45 | E2.6b | substation | High Voltage Substation unanchored | Earthquake | Peak Ground Acceleration (g) | 0.99999
1.5 | E2.6b | substation | High Voltage Substation unanchored | Earthquake | Peak Ground Acceleration (g) | 0.99999
1.55 | E2.6b | substation | High Voltage Substation unanchored | Earthquake | Peak Ground Acceleration (g) | 0.99999
1.6 | E2.6b | substation | High Voltage Substation unanchored | Earthquake | Peak Ground Acceleration (g) | 1
1.65 | E2.6b | substation | High Voltage Substation unanchored | Earthquake | Peak Ground Acceleration (g) | 1
1.7 | E2.6b | substation | High Voltage Substation unanchored | Earthquake | Peak Ground Acceleration (g) | 1
1.75 | E2.6b | substation | High Voltage Substation unanchored | Earthquake | Peak Ground Acceleration (g) | 1
1.8 | E2.6b | substation | High Voltage Substation unanchored | Earthquake | Peak Ground Acceleration (g) | 1
1.85 | E2.6b | substation | High Voltage Substation unanchored | Earthquake | Peak Ground Acceleration (g) | 1
1.9 | E2.6b | substation | High Voltage Substation unanchored | Earthquake | Peak Ground Acceleration (g) | 1
1.95 | E2.6b | substation | High Voltage Substation unanchored | Earthquake | Peak Ground Acceleration (g) | 1
2 | E2.6b | substation | High Voltage Substation unanchored | Earthquake | Peak Ground Acceleration (g) | 1
2.05 | E2.6b | substation | High Voltage Substation unanchored | Earthquake | Peak Ground Acceleration (g) | 1
2.1 | E2.6b | substation | High Voltage Substation unanchored | Earthquake | Peak Ground Acceleration (g) | 1
2.15 | E2.6b | substation | High Voltage Substation unanchored | Earthquake | Peak Ground Acceleration (g) | 1
2.2 | E2.6b | substation | High Voltage Substation unanchored | Earthquake | Peak Ground Acceleration (g) | 1
2.25 | E2.6b | substation | High Voltage Substation unanchored | Earthquake | Peak Ground Acceleration (g) | 1
2.3 | E2.6b | substation | High Voltage Substation unanchored | Earthquake | Peak Ground Acceleration (g) | 1
2.35 | E2.6b | substation | High Voltage Substation unanchored | Earthquake | Peak Ground Acceleration (g) | 1
2.4 | E2.6b | substation | High Voltage Substation unanchored | Earthquake | Peak Ground Acceleration (g) | 1
2.45 | E2.6b | substation | High Voltage Substation unanchored | Earthquake | Peak Ground Acceleration (g) | 1
2.5 | E2.6b | substation | High Voltage Substation unanchored | Earthquake | Peak Ground Acceleration (g) | 1
2.55 | E2.6b | substation | High Voltage Substation unanchored | Earthquake | Peak Ground Acceleration (g) | 1
2.6 | E2.6b | substation | High Voltage Substation unanchored | Earthquake | Peak Ground Acceleration (g) | 1
2.65 | E2.6b | substation | High Voltage Substation unanchored | Earthquake | Peak Ground Acceleration (g) | 1
2.7 | E2.6b | substation | High Voltage Substation unanchored | Earthquake | Peak Ground Acceleration (g) | 1
2.75 | E2.6b | substation | High Voltage Substation unanchored | Earthquake | Peak Ground Acceleration (g) | 1
2.8 | E2.6b | substation | High Voltage Substation unanchored | Earthquake | Peak Ground Acceleration (g) | 1
2.85 | E2.6b | substation | High Voltage Substation unanchored | Earthquake | Peak Ground Acceleration (g) | 1
2.9 | E2.6b | substation | High Voltage Substation unanchored | Earthquake | Peak Ground Acceleration (g) | 1
2.95 | E2.6b | substation | High Voltage Substation unanchored | Earthquake | Peak Ground Acceleration (g) | 1
3 | E2.6b | substation | High Voltage Substation unanchored | Earthquake | Peak Ground Acceleration (g) | 1
3.05 | E2.6b | substation | High Voltage Substation unanchored | Earthquake | Peak Ground Acceleration (g) | 1
3.1 | E2.6b | substation | High Voltage Substation unanchored | Earthquake | Peak Ground Acceleration (g) | 1
3.15 | E2.6b | substation | High Voltage Substation unanchored | Earthquake | Peak Ground Acceleration (g) | 1
3.2 | E2.6b | substation | High Voltage Substation unanchored | Earthquake | Peak Ground Acceleration (g) | 1
3.25 | E2.6b | substation | High Voltage Substation unanchored | Earthquake | Peak Ground Acceleration (g) | 1
3.3 | E2.6b | substation | High Voltage Substation unanchored | Earthquake | Peak Ground Acceleration (g) | 1
3.35 | E2.6b | substation | High Voltage Substation unanchored | Earthquake | Peak Ground Acceleration (g) | 1
3.4 | E2.6b | substation | High Voltage Substation unanchored | Earthquake | Peak Ground Acceleration (g) | 1
3.45 | E2.6b | substation | High Voltage Substation unanchored | Earthquake | Peak Ground Acceleration (g) | 1
3.5 | E2.6b | substation | High Voltage Substation unanchored | Earthquake | Peak Ground Acceleration (g) | 1
3.55 | E2.6b | substation | High Voltage Substation unanchored | Earthquake | Peak Ground Acceleration (g) | 1
3.6 | E2.6b | substation | High Voltage Substation unanchored | Earthquake | Peak Ground Acceleration (g) | 1
3.65 | E2.6b | substation | High Voltage Substation unanchored | Earthquake | Peak Ground Acceleration (g) | 1
3.7 | E2.6b | substation | High Voltage Substation unanchored | Earthquake | Peak Ground Acceleration (g) | 1
3.75 | E2.6b | substation | High Voltage Substation unanchored | Earthquake | Peak Ground Acceleration (g) | 1
3.8 | E2.6b | substation | High Voltage Substation unanchored | Earthquake | Peak Ground Acceleration (g) | 1
3.85 | E2.6b | substation | High Voltage Substation unanchored | Earthquake | Peak Ground Acceleration (g) | 1
3.9 | E2.6b | substation | High Voltage Substation unanchored | Earthquake | Peak Ground Acceleration (g) | 1
3.95 | E2.6b | substation | High Voltage Substation unanchored | Earthquake | Peak Ground Acceleration (g) | 1
4 | E2.6b | substation | High Voltage Substation unanchored | Earthquake | Peak Ground Acceleration (g) | 1
0 | E2.9a | Substation | Low Voltage Substation unanchored | Earthquake | Peak Ground Acceleration (g) | 0
0.05 | E2.9a | Substation | Low Voltage Substation unanchored | Earthquake | Peak Ground Acceleration (g) | 0.0034837
0.1 | E2.9a | Substation | Low Voltage Substation unanchored | Earthquake | Peak Ground Acceleration (g) | 0.031819
0.15 | E2.9a | Substation | Low Voltage Substation unanchored | Earthquake | Peak Ground Acceleration (g) | 0.084125
0.2 | E2.9a | Substation | Low Voltage Substation unanchored | Earthquake | Peak Ground Acceleration (g) | 0.15036
0.25 | E2.9a | Substation | Low Voltage Substation unanchored | Earthquake | Peak Ground Acceleration (g) | 0.22155
0.3 | E2.9a | Substation | Low Voltage Substation unanchored | Earthquake | Peak Ground Acceleration (g) | 0.29033
0.35 | E2.9a | Substation | Low Voltage Substation unanchored | Earthquake | Peak Ground Acceleration (g) | 0.3524
0.4 | E2.9a | Substation | Low Voltage Substation unanchored | Earthquake | Peak Ground Acceleration (g) | 0.40655
0.45 | E2.9a | Substation | Low Voltage Substation unanchored | Earthquake | Peak Ground Acceleration (g) | 0.45335
0.5 | E2.9a | Substation | Low Voltage Substation unanchored | Earthquake | Peak Ground Acceleration (g) | 0.49397
0.55 | E2.9a | Substation | Low Voltage Substation unanchored | Earthquake | Peak Ground Acceleration (g) | 0.52947
0.6 | E2.9a | Substation | Low Voltage Substation unanchored | Earthquake | Peak Ground Acceleration (g) | 0.56067
0.65 | E2.9a | Substation | Low Voltage Substation unanchored | Earthquake | Peak Ground Acceleration (g) | 0.58813
0.7 | E2.9a | Substation | Low Voltage Substation unanchored | Earthquake | Peak Ground Acceleration (g) | 0.61223
0.75 | E2.9a | Substation | Low Voltage Substation unanchored | Earthquake | Peak Ground Acceleration (g) | 0.63328
0.8 | E2.9a | Substation | Low Voltage Substation unanchored | Earthquake | Peak Ground Acceleration (g) | 0.65155
0.85 | E2.9a | Substation | Low Voltage Substation unanchored | Earthquake | Peak Ground Acceleration (g) | 0.66729
0.9 | E2.9a | Substation | Low Voltage Substation unanchored | Earthquake | Peak Ground Acceleration (g) | 0.68077
0.95 | E2.9a | Substation | Low Voltage Substation unanchored | Earthquake | Peak Ground Acceleration (g) | 0.69223
1 | E2.9a | Substation | Low Voltage Substation unanchored | Earthquake | Peak Ground Acceleration (g) | 0.70193
1.05 | E2.9a | Substation | Low Voltage Substation unanchored | Earthquake | Peak Ground Acceleration (g) | 0.71009
1.1 | E2.9a | Substation | Low Voltage Substation unanchored | Earthquake | Peak Ground Acceleration (g) | 0.71692
1.15 | E2.9a | Substation | Low Voltage Substation unanchored | Earthquake | Peak Ground Acceleration (g) | 0.72262
1.2 | E2.9a | Substation | Low Voltage Substation unanchored | Earthquake | Peak Ground Acceleration (g) | 0.72737
1.25 | E2.9a | Substation | Low Voltage Substation unanchored | Earthquake | Peak Ground Acceleration (g) | 0.73131
1.3 | E2.9a | Substation | Low Voltage Substation unanchored | Earthquake | Peak Ground Acceleration (g) | 0.73457
1.35 | E2.9a | Substation | Low Voltage Substation unanchored | Earthquake | Peak Ground Acceleration (g) | 0.73726
1.4 | E2.9a | Substation | Low Voltage Substation unanchored | Earthquake | Peak Ground Acceleration (g) | 0.73949
1.45 | E2.9a | Substation | Low Voltage Substation unanchored | Earthquake | Peak Ground Acceleration (g) | 0.74133
1.5 | E2.9a | Substation | Low Voltage Substation unanchored | Earthquake | Peak Ground Acceleration (g) | 0.74284
1.55 | E2.9a | Substation | Low Voltage Substation unanchored | Earthquake | Peak Ground Acceleration (g) | 0.74409
1.6 | E2.9a | Substation | Low Voltage Substation unanchored | Earthquake | Peak Ground Acceleration (g) | 0.74512
1.65 | E2.9a | Substation | Low Voltage Substation unanchored | Earthquake | Peak Ground Acceleration (g) | 0.74596
1.7 | E2.9a | Substation | Low Voltage Substation unanchored | Earthquake | Peak Ground Acceleration (g) | 0.74666
1.75 | E2.9a | Substation | Low Voltage Substation unanchored | Earthquake | Peak Ground Acceleration (g) | 0.74723
1.8 | E2.9a | Substation | Low Voltage Substation unanchored | Earthquake | Peak Ground Acceleration (g) | 0.74771
1.85 | E2.9a | Substation | Low Voltage Substation unanchored | Earthquake | Peak Ground Acceleration (g) | 0.7481
1.9 | E2.9a | Substation | Low Voltage Substation unanchored | Earthquake | Peak Ground Acceleration (g) | 0.74842
1.95 | E2.9a | Substation | Low Voltage Substation unanchored | Earthquake | Peak Ground Acceleration (g) | 0.74869
2 | E2.9a | Substation | Low Voltage Substation unanchored | Earthquake | Peak Ground Acceleration (g) | 0.74891
2.05 | E2.9a | Substation | Low Voltage Substation unanchored | Earthquake | Peak Ground Acceleration (g) | 0.74909
2.1 | E2.9a | Substation | Low Voltage Substation unanchored | Earthquake | Peak Ground Acceleration (g) | 0.74924
2.15 | E2.9a | Substation | Low Voltage Substation unanchored | Earthquake | Peak Ground Acceleration (g) | 0.74937
2.2 | E2.9a | Substation | Low Voltage Substation unanchored | Earthquake | Peak Ground Acceleration (g) | 0.74947
2.25 | E2.9a | Substation | Low Voltage Substation unanchored | Earthquake | Peak Ground Acceleration (g) | 0.74956
2.3 | E2.9a | Substation | Low Voltage Substation unanchored | Earthquake | Peak Ground Acceleration (g) | 0.74963
2.35 | E2.9a | Substation | Low Voltage Substation unanchored | Earthquake | Peak Ground Acceleration (g) | 0.74969
2.4 | E2.9a | Substation | Low Voltage Substation unanchored | Earthquake | Peak Ground Acceleration (g) | 0.74974
2.45 | E2.9a | Substation | Low Voltage Substation unanchored | Earthquake | Peak Ground Acceleration (g) | 0.74978
2.5 | E2.9a | Substation | Low Voltage Substation unanchored | Earthquake | Peak Ground Acceleration (g) | 0.74982
2.55 | E2.9a | Substation | Low Voltage Substation unanchored | Earthquake | Peak Ground Acceleration (g) | 0.74985
2.6 | E2.9a | Substation | Low Voltage Substation unanchored | Earthquake | Peak Ground Acceleration (g) | 0.74987
2.65 | E2.9a | Substation | Low Voltage Substation unanchored | Earthquake | Peak Ground Acceleration (g) | 0.74989
2.7 | E2.9a | Substation | Low Voltage Substation unanchored | Earthquake | Peak Ground Acceleration (g) | 0.74991
2.75 | E2.9a | Substation | Low Voltage Substation unanchored | Earthquake | Peak Ground Acceleration (g) | 0.74992
2.8 | E2.9a | Substation | Low Voltage Substation unanchored | Earthquake | Peak Ground Acceleration (g) | 0.74993
2.85 | E2.9a | Substation | Low Voltage Substation unanchored | Earthquake | Peak Ground Acceleration (g) | 0.74994
2.9 | E2.9a | Substation | Low Voltage Substation unanchored | Earthquake | Peak Ground Acceleration (g) | 0.74995
2.95 | E2.9a | Substation | Low Voltage Substation unanchored | Earthquake | Peak Ground Acceleration (g) | 0.74996
3 | E2.9a | Substation | Low Voltage Substation unanchored | Earthquake | Peak Ground Acceleration (g) | 0.74997
3.05 | E2.9a | Substation | Low Voltage Substation unanchored | Earthquake | Peak Ground Acceleration (g) | 0.74997
3.1 | E2.9a | Substation | Low Voltage Substation unanchored | Earthquake | Peak Ground Acceleration (g) | 0.74998
3.15 | E2.9a | Substation | Low Voltage Substation unanchored | Earthquake | Peak Ground Acceleration (g) | 0.74998
3.2 | E2.9a | Substation | Low Voltage Substation unanchored | Earthquake | Peak Ground Acceleration (g) | 0.74998
3.25 | E2.9a | Substation | Low Voltage Substation unanchored | Earthquake | Peak Ground Acceleration (g) | 0.74998
3.3 | E2.9a | Substation | Low Voltage Substation unanchored | Earthquake | Peak Ground Acceleration (g) | 0.74999
3.35 | E2.9a | Substation | Low Voltage Substation unanchored | Earthquake | Peak Ground Acceleration (g) | 0.74999
3.4 | E2.9a | Substation | Low Voltage Substation unanchored | Earthquake | Peak Ground Acceleration (g) | 0.74999
3.45 | E2.9a | Substation | Low Voltage Substation unanchored | Earthquake | Peak Ground Acceleration (g) | 0.74999
3.5 | E2.9a | Substation | Low Voltage Substation unanchored | Earthquake | Peak Ground Acceleration (g) | 0.74999
3.55 | E2.9a | Substation | Low Voltage Substation unanchored | Earthquake | Peak Ground Acceleration (g) | 0.74999
3.6 | E2.9a | Substation | Low Voltage Substation unanchored | Earthquake | Peak Ground Acceleration (g) | 0.74999
3.65 | E2.9a | Substation | Low Voltage Substation unanchored | Earthquake | Peak Ground Acceleration (g) | 0.75
3.7 | E2.9a | Substation | Low Voltage Substation unanchored | Earthquake | Peak Ground Acceleration (g) | 0.75
3.75 | E2.9a | Substation | Low Voltage Substation unanchored | Earthquake | Peak Ground Acceleration (g) | 0.75
3.8 | E2.9a | Substation | Low Voltage Substation unanchored | Earthquake | Peak Ground Acceleration (g) | 0.75
3.85 | E2.9a | Substation | Low Voltage Substation unanchored | Earthquake | Peak Ground Acceleration (g) | 0.75
3.9 | E2.9a | Substation | Low Voltage Substation unanchored | Earthquake | Peak Ground Acceleration (g) | 0.75
3.95 | E2.9a | Substation | Low Voltage Substation unanchored | Earthquake | Peak Ground Acceleration (g) | 0.75
4 | E2.9a | Substation | Low Voltage Substation unanchored | Earthquake | Peak Ground Acceleration (g) | 0.75
0 | E2.9b | Substation | Low Voltage Substation unanchored | Earthquake | Peak Ground Acceleration (g) | 0
0.05 | E2.9b | Substation | Low Voltage Substation unanchored | Earthquake | Peak Ground Acceleration (g) | 0.010193
0.1 | E2.9b | Substation | Low Voltage Substation unanchored | Earthquake | Peak Ground Acceleration (g) | 0.081781
0.15 | E2.9b | Substation | Low Voltage Substation unanchored | Earthquake | Peak Ground Acceleration (g) | 0.18498
0.2 | E2.9b | Substation | Low Voltage Substation unanchored | Earthquake | Peak Ground Acceleration (g) | 0.29124
0.25 | E2.9b | Substation | Low Voltage Substation unanchored | Earthquake | Peak Ground Acceleration (g) | 0.3921
0.3 | E2.9b | Substation | Low Voltage Substation unanchored | Earthquake | Peak Ground Acceleration (g) | 0.48303
0.35 | E2.9b | Substation | Low Voltage Substation unanchored | Earthquake | Peak Ground Acceleration (g) | 0.56161
0.4 | E2.9b | Substation | Low Voltage Substation unanchored | Earthquake | Peak Ground Acceleration (g) | 0.62787
0.45 | E2.9b | Substation | Low Voltage Substation unanchored | Earthquake | Peak Ground Acceleration (g) | 0.6834
0.5 | E2.9b | Substation | Low Voltage Substation unanchored | Earthquake | Peak Ground Acceleration (g) | 0.73018
0.55 | E2.9b | Substation | Low Voltage Substation unanchored | Earthquake | Peak Ground Acceleration (g) | 0.76998
0.6 | E2.9b | Substation | Low Voltage Substation unanchored | Earthquake | Peak Ground Acceleration (g) | 0.80414
0.65 | E2.9b | Substation | Low Voltage Substation unanchored | Earthquake | Peak Ground Acceleration (g) | 0.83363
0.7 | E2.9b | Substation | Low Voltage Substation unanchored | Earthquake | Peak Ground Acceleration (g) | 0.85913
0.75 | E2.9b | Substation | Low Voltage Substation unanchored | Earthquake | Peak Ground Acceleration (g) | 0.88113
0.8 | E2.9b | Substation | Low Voltage Substation unanchored | Earthquake | Peak Ground Acceleration (g) | 0.90005
0.85 | E2.9b | Substation | Low Voltage Substation unanchored | Earthquake | Peak Ground Acceleration (g) | 0.91624
0.9 | E2.9b | Substation | Low Voltage Substation unanchored | Earthquake | Peak Ground Acceleration (g) | 0.93003
0.95 | E2.9b | Substation | Low Voltage Substation unanchored | Earthquake | Peak Ground Acceleration (g) | 0.94171
1 | E2.9b | Substation | Low Voltage Substation unanchored | Earthquake | Peak Ground Acceleration (g) | 0.95155
1.05 | E2.9b | Substation | Low Voltage Substation unanchored | Earthquake | Peak Ground Acceleration (g) | 0.95982
1.1 | E2.9b | Substation | Low Voltage Substation unanchored | Earthquake | Peak Ground Acceleration (g) | 0.96672
1.15 | E2.9b | Substation | Low Voltage Substation unanchored | Earthquake | Peak Ground Acceleration (g) | 0.97248
1.2 | E2.9b | Substation | Low Voltage Substation unanchored | Earthquake | Peak Ground Acceleration (g) | 0.97726
1.25 | E2.9b | Substation | Low Voltage Substation unanchored | Earthquake | Peak Ground Acceleration (g) | 0.98123
1.3 | E2.9b | Substation | Low Voltage Substation unanchored | Earthquake | Peak Ground Acceleration (g) | 0.98451
1.35 | E2.9b | Substation | Low Voltage Substation unanchored | Earthquake | Peak Ground Acceleration (g) | 0.98722
1.4 | E2.9b | Substation | Low Voltage Substation unanchored | Earthquake | Peak Ground Acceleration (g) | 0.98946
1.45 | E2.9b | Substation | Low Voltage Substation unanchored | Earthquake | Peak Ground Acceleration (g) | 0.9913
1.5 | E2.9b | Substation | Low Voltage Substation unanchored | Earthquake | Peak Ground Acceleration (g) | 0.99282
1.55 | E2.9b | Substation | Low Voltage Substation unanchored | Earthquake | Peak Ground Acceleration (g) | 0.99407
1.6 | E2.9b | Substation | Low Voltage Substation unanchored | Earthquake | Peak Ground Acceleration (g) | 0.9951
1.65 | E2.9b | Substation | Low Voltage Substation unanchored | Earthquake | Peak Ground Acceleration (g) | 0.99595
1.7 | E2.9b | Substation | Low Voltage Substation unanchored | Earthquake | Peak Ground Acceleration (g) | 0.99665
1.75 | E2.9b | Substation | Low Voltage Substation unanchored | Earthquake | Peak Ground Acceleration (g) | 0.99723
1.8 | E2.9b | Substation | Low Voltage Substation unanchored | Earthquake | Peak Ground Acceleration (g) | 0.9977
1.85 | E2.9b | Substation | Low Voltage Substation unanchored | Earthquake | Peak Ground Acceleration (g) | 0.9981
1.9 | E2.9b | Substation | Low Voltage Substation unanchored | Earthquake | Peak Ground Acceleration (g) | 0.99842
1.95 | E2.9b | Substation | Low Voltage Substation unanchored | Earthquake | Peak Ground Acceleration (g) | 0.99869
2 | E2.9b | Substation | Low Voltage Substation unanchored | Earthquake | Peak Ground Acceleration (g) | 0.99891
2.05 | E2.9b | Substation | Low Voltage Substation unanchored | Earthquake | Peak Ground Acceleration (g) | 0.99909
2.1 | E2.9b | Substation | Low Voltage Substation unanchored | Earthquake | Peak Ground Acceleration (g) | 0.99924
2.15 | E2.9b | Substation | Low Voltage Substation unanchored | Earthquake | Peak Ground Acceleration (g) | 0.99937
2.2 | E2.9b | Substation | Low Voltage Substation unanchored | Earthquake | Peak Ground Acceleration (g) | 0.99947
2.25 | E2.9b | Substation | Low Voltage Substation unanchored | Earthquake | Peak Ground Acceleration (g) | 0.99956
2.3 | E2.9b | Substation | Low Voltage Substation unanchored | Earthquake | Peak Ground Acceleration (g) | 0.99963
2.35 | E2.9b | Substation | Low Voltage Substation unanchored | Earthquake | Peak Ground Acceleration (g) | 0.99969
2.4 | E2.9b | Substation | Low Voltage Substation unanchored | Earthquake | Peak Ground Acceleration (g) | 0.99974
2.45 | E2.9b | Substation | Low Voltage Substation unanchored | Earthquake | Peak Ground Acceleration (g) | 0.99978
2.5 | E2.9b | Substation | Low Voltage Substation unanchored | Earthquake | Peak Ground Acceleration (g) | 0.99982
2.55 | E2.9b | Substation | Low Voltage Substation unanchored | Earthquake | Peak Ground Acceleration (g) | 0.99985
2.6 | E2.9b | Substation | Low Voltage Substation unanchored | Earthquake | Peak Ground Acceleration (g) | 0.99987
2.65 | E2.9b | Substation | Low Voltage Substation unanchored | Earthquake | Peak Ground Acceleration (g) | 0.99989
2.7 | E2.9b | Substation | Low Voltage Substation unanchored | Earthquake | Peak Ground Acceleration (g) | 0.99991
2.75 | E2.9b | Substation | Low Voltage Substation unanchored | Earthquake | Peak Ground Acceleration (g) | 0.99992
2.8 | E2.9b | Substation | Low Voltage Substation unanchored | Earthquake | Peak Ground Acceleration (g) | 0.99993
2.85 | E2.9b | Substation | Low Voltage Substation unanchored | Earthquake | Peak Ground Acceleration (g) | 0.99994
2.9 | E2.9b | Substation | Low Voltage Substation unanchored | Earthquake | Peak Ground Acceleration (g) | 0.99995
2.95 | E2.9b | Substation | Low Voltage Substation unanchored | Earthquake | Peak Ground Acceleration (g) | 0.99996
3 | E2.9b | Substation | Low Voltage Substation unanchored | Earthquake | Peak Ground Acceleration (g) | 0.99997
3.05 | E2.9b | Substation | Low Voltage Substation unanchored | Earthquake | Peak Ground Acceleration (g) | 0.99997
3.1 | E2.9b | Substation | Low Voltage Substation unanchored | Earthquake | Peak Ground Acceleration (g) | 0.99997
3.15 | E2.9b | Substation | Low Voltage Substation unanchored | Earthquake | Peak Ground Acceleration (g) | 0.99998
3.2 | E2.9b | Substation | Low Voltage Substation unanchored | Earthquake | Peak Ground Acceleration (g) | 0.99998
3.25 | E2.9b | Substation | Low Voltage Substation unanchored | Earthquake | Peak Ground Acceleration (g) | 0.99998
3.3 | E2.9b | Substation | Low Voltage Substation unanchored | Earthquake | Peak Ground Acceleration (g) | 0.99999
3.35 | E2.9b | Substation | Low Voltage Substation unanchored | Earthquake | Peak Ground Acceleration (g) | 0.99999
3.4 | E2.9b | Substation | Low Voltage Substation unanchored | Earthquake | Peak Ground Acceleration (g) | 0.99999
3.45 | E2.9b | Substation | Low Voltage Substation unanchored | Earthquake | Peak Ground Acceleration (g) | 0.99999
3.5 | E2.9b | Substation | Low Voltage Substation unanchored | Earthquake | Peak Ground Acceleration (g) | 0.99999
3.55 | E2.9b | Substation | Low Voltage Substation unanchored | Earthquake | Peak Ground Acceleration (g) | 0.99999
3.6 | E2.9b | Substation | Low Voltage Substation unanchored | Earthquake | Peak Ground Acceleration (g) | 0.99999
3.65 | E2.9b | Substation | Low Voltage Substation unanchored | Earthquake | Peak Ground Acceleration (g) | 1
3.7 | E2.9b | Substation | Low Voltage Substation unanchored | Earthquake | Peak Ground Acceleration (g) | 1
3.75 | E2.9b | Substation | Low Voltage Substation unanchored | Earthquake | Peak Ground Acceleration (g) | 1
3.8 | E2.9b | Substation | Low Voltage Substation unanchored | Earthquake | Peak Ground Acceleration (g) | 1
3.85 | E2.9b | Substation | Low Voltage Substation unanchored | Earthquake | Peak Ground Acceleration (g) | 1
3.9 | E2.9b | Substation | Low Voltage Substation unanchored | Earthquake | Peak Ground Acceleration (g) | 1
3.95 | E2.9b | Substation | Low Voltage Substation unanchored | Earthquake | Peak Ground Acceleration (g) | 1
4 | E2.9b | Substation | Low Voltage Substation unanchored | Earthquake | Peak Ground Acceleration (g) | 1
0 | E4.1 | Power pole | Anchored/seismic components | Earthquake | Peak Ground Acceleration (g) | 0
0.05 | E4.1 | Power pole | Anchored/seismic components | Earthquake | Peak Ground Acceleration (g) | 2.3315e-10
0.1 | E4.1 | Power pole | Anchored/seismic components | Earthquake | Peak Ground Acceleration (g) | 1.4975e-05
0.15 | E4.1 | Power pole | Anchored/seismic components | Earthquake | Peak Ground Acceleration (g) | 0.00093701
0.2 | E4.1 | Power pole | Anchored/seismic components | Earthquake | Peak Ground Acceleration (g) | 0.0065775
0.25 | E4.1 | Power pole | Anchored/seismic components | Earthquake | Peak Ground Acceleration (g) | 0.018579
0.3 | E4.1 | Power pole | Anchored/seismic components | Earthquake | Peak Ground Acceleration (g) | 0.037063
0.35 | E4.1 | Power pole | Anchored/seismic components | Earthquake | Peak Ground Acceleration (g) | 0.063793
0.4 | E4.1 | Power pole | Anchored/seismic components | Earthquake | Peak Ground Acceleration (g) | 0.094158
0.45 | E4.1 | Power pole | Anchored/seismic components | Earthquake | Peak Ground Acceleration (g) | 0.11975
0.5 | E4.1 | Power pole | Anchored/seismic components | Earthquake | Peak Ground Acceleration (g) | 0.13883
0.55 | E4.1 | Power pole | Anchored/seismic components | Earthquake | Peak Ground Acceleration (g) | 0.16015
0.6 | E4.1 | Power pole | Anchored/seismic components | Earthquake | Peak Ground Acceleration (g) | 0.19804
0.65 | E4.1 | Power pole | Anchored/seismic components | Earthquake | Peak Ground Acceleration (g) | 0.26065
0.7 | E4.1 | Power pole | Anchored/seismic components | Earthquake | Peak Ground Acceleration (g) | 0.34169
0.75 | E4.1 | Power pole | Anchored/seismic components | Earthquake | Peak Ground Acceleration (g) | 0.42529
0.8 | E4.1 | Power pole | Anchored/seismic components | Earthquake | Peak Ground Acceleration (g) | 0.49817
0.85 | E4.1 | Power pole | Anchored/seismic components | Earthquake | Peak Ground Acceleration (g) | 0.55671
0.9 | E4.1 | Power pole | Anchored/seismic components | Earthquake | Peak Ground Acceleration (g) | 0.6054
0.95 | E4.1 | Power pole | Anchored/seismic components | Earthquake | Peak Ground Acceleration (g) | 0.65114
1 | E4.1 | Power pole | Anchored/seismic components | Earthquake | Peak Ground Acceleration (g) | 0.69862
1.05 | E4.1 | Power pole | Anchored/seismic components | Earthquake | Peak Ground Acceleration (g) | 0.74862
1.1 | E4.1 | Power pole | Anchored/seismic components | Earthquake | Peak Ground Acceleration (g) | 0.79894
1.15 | E4.1 | Power pole | Anchored/seismic components | Earthquake | Peak Ground Acceleration (g) | 0.8462
1.2 | E4.1 | Power pole | Anchored/seismic components | Earthquake | Peak Ground Acceleration (g) | 0.88748
1.25 | E4.1 | Power pole | Anchored/seismic components | Earthquake | Peak Ground Acceleration (g) | 0.92113
1.3 | E4.1 | Power pole | Anchored/seismic components | Earthquake | Peak Ground Acceleration (g) | 0.9469
1.35 | E4.1 | Power pole | Anchored/seismic components | Earthquake | Peak Ground Acceleration (g) | 0.96556
1.4 | E4.1 | Power pole | Anchored/seismic components | Earthquake | Peak Ground Acceleration (g) | 0.97842
1.45 | E4.1 | Power pole | Anchored/seismic components | Earthquake | Peak Ground Acceleration (g) | 0.9869
1.5 | E4.1 | Power pole | Anchored/seismic components | Earthquake | Peak Ground Acceleration (g) | 0.99227
1.55 | E4.1 | Power pole | Anchored/seismic components | Earthquake | Peak Ground Acceleration (g) | 0.99555
1.6 | E4.1 | Power pole | Anchored/seismic components | Earthquake | Peak Ground Acceleration (g) | 0.9975
1.65 | E4.1 | Power pole | Anchored/seismic components | Earthquake | Peak Ground Acceleration (g) | 0.99863
1.7 | E4.1 | Power pole | Anchored/seismic components | Earthquake | Peak Ground Acceleration (g) | 0.99926
1.75 | E4.1 | Power pole | Anchored/seismic components | Earthquake | Peak Ground Acceleration (g) | 0.99961
1.8 | E4.1 | Power pole | Anchored/seismic components | Earthquake | Peak Ground Acceleration (g) | 0.99979
1.85 | E4.1 | Power pole | Anchored/seismic components | Earthquake | Peak Ground Acceleration (g) | 0.99989
1.9 | E4.1 | Power pole | Anchored/seismic components | Earthquake | Peak Ground Acceleration (g) | 0.99995
1.95 | E4.1 | Power pole | Anchored/seismic components | Earthquake | Peak Ground Acceleration (g) | 0.99997
2 | E4.1 | Power pole | Anchored/seismic components | Earthquake | Peak Ground Acceleration (g) | 0.99999
2.05 | E4.1 | Power pole | Anchored/seismic components | Earthquake | Peak Ground Acceleration (g) | 0.99999
2.1 | E4.1 | Power pole | Anchored/seismic components | Earthquake | Peak Ground Acceleration (g) | 1
2.15 | E4.1 | Power pole | Anchored/seismic components | Earthquake | Peak Ground Acceleration (g) | 1
2.2 | E4.1 | Power pole | Anchored/seismic components | Earthquake | Peak Ground Acceleration (g) | 1
2.25 | E4.1 | Power pole | Anchored/seismic components | Earthquake | Peak Ground Acceleration (g) | 1
2.3 | E4.1 | Power pole | Anchored/seismic components | Earthquake | Peak Ground Acceleration (g) | 1
2.35 | E4.1 | Power pole | Anchored/seismic components | Earthquake | Peak Ground Acceleration (g) | 1
2.4 | E4.1 | Power pole | Anchored/seismic components | Earthquake | Peak Ground Acceleration (g) | 1
2.45 | E4.1 | Power pole | Anchored/seismic components | Earthquake | Peak Ground Acceleration (g) | 1
2.5 | E4.1 | Power pole | Anchored/seismic components | Earthquake | Peak Ground Acceleration (g) | 1
2.55 | E4.1 | Power pole | Anchored/seismic components | Earthquake | Peak Ground Acceleration (g) | 1
2.6 | E4.1 | Power pole | Anchored/seismic components | Earthquake | Peak Ground Acceleration (g) | 1
2.65 | E4.1 | Power pole | Anchored/seismic components | Earthquake | Peak Ground Acceleration (g) | 1
2.7 | E4.1 | Power pole | Anchored/seismic components | Earthquake | Peak Ground Acceleration (g) | 1
2.75 | E4.1 | Power pole | Anchored/seismic components | Earthquake | Peak Ground Acceleration (g) | 1
2.8 | E4.1 | Power pole | Anchored/seismic components | Earthquake | Peak Ground Acceleration (g) | 1
2.85 | E4.1 | Power pole | Anchored/seismic components | Earthquake | Peak Ground Acceleration (g) | 1
2.9 | E4.1 | Power pole | Anchored/seismic components | Earthquake | Peak Ground Acceleration (g) | 1
2.95 | E4.1 | Power pole | Anchored/seismic components | Earthquake | Peak Ground Acceleration (g) | 1
3 | E4.1 | Power pole | Anchored/seismic components | Earthquake | Peak Ground Acceleration (g) | 1
3.05 | E4.1 | Power pole | Anchored/seismic components | Earthquake | Peak Ground Acceleration (g) | 1
3.1 | E4.1 | Power pole | Anchored/seismic components | Earthquake | Peak Ground Acceleration (g) | 1
3.15 | E4.1 | Power pole | Anchored/seismic components | Earthquake | Peak Ground Acceleration (g) | 1
3.2 | E4.1 | Power pole | Anchored/seismic components | Earthquake | Peak Ground Acceleration (g) | 1
3.25 | E4.1 | Power pole | Anchored/seismic components | Earthquake | Peak Ground Acceleration (g) | 1
3.3 | E4.1 | Power pole | Anchored/seismic components | Earthquake | Peak Ground Acceleration (g) | 1
3.35 | E4.1 | Power pole | Anchored/seismic components | Earthquake | Peak Ground Acceleration (g) | 1
3.4 | E4.1 | Power pole | Anchored/seismic components | Earthquake | Peak Ground Acceleration (g) | 1
3.45 | E4.1 | Power pole | Anchored/seismic components | Earthquake | Peak Ground Acceleration (g) | 1
3.5 | E4.1 | Power pole | Anchored/seismic components | Earthquake | Peak Ground Acceleration (g) | 1
3.55 | E4.1 | Power pole | Anchored/seismic components | Earthquake | Peak Ground Acceleration (g) | 1
3.6 | E4.1 | Power pole | Anchored/seismic components | Earthquake | Peak Ground Acceleration (g) | 1
3.65 | E4.1 | Power pole | Anchored/seismic components | Earthquake | Peak Ground Acceleration (g) | 1
3.7 | E4.1 | Power pole | Anchored/seismic components | Earthquake | Peak Ground Acceleration (g) | 1
3.75 | E4.1 | Power pole | Anchored/seismic components | Earthquake | Peak Ground Acceleration (g) | 1
3.8 | E4.1 | Power pole | Anchored/seismic components | Earthquake | Peak Ground Acceleration (g) | 1
3.85 | E4.1 | Power pole | Anchored/seismic components | Earthquake | Peak Ground Acceleration (g) | 1
3.9 | E4.1 | Power pole | Anchored/seismic components | Earthquake | Peak Ground Acceleration (g) | 1
3.95 | E4.1 | Power pole | Anchored/seismic components | Earthquake | Peak Ground Acceleration (g) | 1
4 | E4.1 | Power pole | Anchored/seismic components | Earthquake | Peak Ground Acceleration (g) | 1
0 | E4.1a | Power pole | Anchored/seismic components | Earthquake | Peak Ground Acceleration (g) | 0
0.05 | E4.1a | Power pole | Anchored/seismic components | Earthquake | Peak Ground Acceleration (g) | 4.6629e-11
0.1 | E4.1a | Power pole | Anchored/seismic components | Earthquake | Peak Ground Acceleration (g) | 2.995e-06
0.15 | E4.1a | Power pole | Anchored/seismic components | Earthquake | Peak Ground Acceleration (g) | 0.00018746
0.2 | E4.1a | Power pole | Anchored/seismic components | Earthquake | Peak Ground Acceleration (g) | 0.0013472
0.25 | E4.1a | Power pole | Anchored/seismic components | Earthquake | Peak Ground Acceleration (g) | 0.0048421
0.3 | E4.1a | Power pole | Anchored/seismic components | Earthquake | Peak Ground Acceleration (g) | 0.016432
0.35 | E4.1a | Power pole | Anchored/seismic components | Earthquake | Peak Ground Acceleration (g) | 0.04302
0.4 | E4.1a | Power pole | Anchored/seismic components | Earthquake | Peak Ground Acceleration (g) | 0.078839
0.45 | E4.1a | Power pole | Anchored/seismic components | Earthquake | Peak Ground Acceleration (g) | 0.11073
0.5 | E4.1a | Power pole | Anchored/seismic components | Earthquake | Peak Ground Acceleration (g) | 0.1331
0.55 | E4.1a | Power pole | Anchored/seismic components | Earthquake | Peak Ground Acceleration (g) | 0.15116
0.6 | E4.1a | Power pole | Anchored/seismic components | Earthquake | Peak Ground Acceleration (g) | 0.17499
0.65 | E4.1a | Power pole | Anchored/seismic components | Earthquake | Peak Ground Acceleration (g) | 0.21092
0.7 | E4.1a | Power pole | Anchored/seismic components | Earthquake | Peak Ground Acceleration (g) | 0.25652
0.75 | E4.1a | Power pole | Anchored/seismic components | Earthquake | Peak Ground Acceleration (g) | 0.30382
0.8 | E4.1a | Power pole | Anchored/seismic components | Earthquake | Peak Ground Acceleration (g) | 0.34641
0.85 | E4.1a | Power pole | Anchored/seismic components | Earthquake | Peak Ground Acceleration (g) | 0.38356
0.9 | E4.1a | Power pole | Anchored/seismic components | Earthquake | Peak Ground Acceleration (g) | 0.41908
0.95 | E4.1a | Power pole | Anchored/seismic components | Earthquake | Peak Ground Acceleration (g) | 0.4576
1 | E4.1a | Power pole | Anchored/seismic components | Earthquake | Peak Ground Acceleration (g) | 0.50147
1.05 | E4.1a | Power pole | Anchored/seismic components | Earthquake | Peak Ground Acceleration (g) | 0.54981
1.1 | E4.1a | Power pole | Anchored/seismic components | Earthquake | Peak Ground Acceleration (g) | 0.59941
1.15 | E4.1a | Power pole | Anchored/seismic components | Earthquake | Peak Ground Acceleration (g) | 0.64638
1.2 | E4.1a | Power pole | Anchored/seismic components | Earthquake | Peak Ground Acceleration (g) | 0.68754
1.25 | E4.1a | Power pole | Anchored/seismic components | Earthquake | Peak Ground Acceleration (g) | 0.72115
1.3 | E4.1a | Power pole | Anchored/seismic components | Earthquake | Peak Ground Acceleration (g) | 0.74691
1.35 | E4.1a | Power pole | Anchored/seismic components | Earthquake | Peak Ground Acceleration (g) | 0.76556
1.4 | E4.1a | Power pole | Anchored/seismic components | Earthquake | Peak Ground Acceleration (g) | 0.77842
1.45 | E4.1a | Power pole | Anchored/seismic components | Earthquake | Peak Ground Acceleration (g) | 0.7869
1.5 | E4.1a | Power pole | Anchored/seismic components | Earthquake | Peak Ground Acceleration (g) | 0.79227
1.55 | E4.1a | Power pole | Anchored/seismic components | Earthquake | Peak Ground Acceleration (g) | 0.79555
1.6 | E4.1a | Power pole | Anchored/seismic components | Earthquake | Peak Ground Acceleration (g) | 0.7975
1.65 | E4.1a | Power pole | Anchored/seismic components | Earthquake | Peak Ground Acceleration (g) | 0.79863
1.7 | E4.1a | Power pole | Anchored/seismic components | Earthquake | Peak Ground Acceleration (g) | 0.79926
1.75 | E4.1a | Power pole | Anchored/seismic components | Earthquake | Peak Ground Acceleration (g) | 0.79961
1.8 | E4.1a | Power pole | Anchored/seismic components | Earthquake | Peak Ground Acceleration (g) | 0.79979
1.85 | E4.1a | Power pole | Anchored/seismic components | Earthquake | Peak Ground Acceleration (g) | 0.79989
1.9 | E4.1a | Power pole | Anchored/seismic components | Earthquake | Peak Ground Acceleration (g) | 0.79995
1.95 | E4.1a | Power pole | Anchored/seismic components | Earthquake | Peak Ground Acceleration (g) | 0.79997
2 | E4.1a | Power pole | Anchored/seismic components | Earthquake | Peak Ground Acceleration (g) | 0.79999
2.05 | E4.1a | Power pole | Anchored/seismic components | Earthquake | Peak Ground Acceleration (g) | 0.79999
2.1 | E4.1a | Power pole | Anchored/seismic components | Earthquake | Peak Ground Acceleration (g) | 0.8
2.15 | E4.1a | Power pole | Anchored/seismic components | Earthquake | Peak Ground Acceleration (g) | 0.8
2.2 | E4.1a | Power pole | Anchored/seismic components | Earthquake | Peak Ground Acceleration (g) | 0.8
2.25 | E4.1a | Power pole | Anchored/seismic components | Earthquake | Peak Ground Acceleration (g) | 0.8
2.3 | E4.1a | Power pole | Anchored/seismic components | Earthquake | Peak Ground Acceleration (g) | 0.8
2.35 | E4.1a | Power pole | Anchored/seismic components | Earthquake | Peak Ground Acceleration (g) | 0.8
2.4 | E4.1a | Power pole | Anchored/seismic components | Earthquake | Peak Ground Acceleration (g) | 0.8
2.45 | E4.1a | Power pole | Anchored/seismic components | Earthquake | Peak Ground Acceleration (g) | 0.8
2.5 | E4.1a | Power pole | Anchored/seismic components | Earthquake | Peak Ground Acceleration (g) | 0.8
2.55 | E4.1a | Power pole | Anchored/seismic components | Earthquake | Peak Ground Acceleration (g) | 0.8
2.6 | E4.1a | Power pole | Anchored/seismic components | Earthquake | Peak Ground Acceleration (g) | 0.8
2.65 | E4.1a | Power pole | Anchored/seismic components | Earthquake | Peak Ground Acceleration (g) | 0.8
2.7 | E4.1a | Power pole | Anchored/seismic components | Earthquake | Peak Ground Acceleration (g) | 0.8
2.75 | E4.1a | Power pole | Anchored/seismic components | Earthquake | Peak Ground Acceleration (g) | 0.8
2.8 | E4.1a | Power pole | Anchored/seismic components | Earthquake | Peak Ground Acceleration (g) | 0.8
2.85 | E4.1a | Power pole | Anchored/seismic components | Earthquake | Peak Ground Acceleration (g) | 0.8
2.9 | E4.1a | Power pole | Anchored/seismic components | Earthquake | Peak Ground Acceleration (g) | 0.8
2.95 | E4.1a | Power pole | Anchored/seismic components | Earthquake | Peak Ground Acceleration (g) | 0.8
3 | E4.1a | Power pole | Anchored/seismic components | Earthquake | Peak Ground Acceleration (g) | 0.8
3.05 | E4.1a | Power pole | Anchored/seismic components | Earthquake | Peak Ground Acceleration (g) | 0.8
3.1 | E4.1a | Power pole | Anchored/seismic components | Earthquake | Peak Ground Acceleration (g) | 0.8
3.15 | E4.1a | Power pole | Anchored/seismic components | Earthquake | Peak Ground Acceleration (g) | 0.8
3.2 | E4.1a | Power pole | Anchored/seismic components | Earthquake | Peak Ground Acceleration (g) | 0.8
3.25 | E4.1a | Power pole | Anchored/seismic components | Earthquake | Peak Ground Acceleration (g) | 0.8
3.3 | E4.1a | Power pole | Anchored/seismic components | Earthquake | Peak Ground Acceleration (g) | 0.8
3.35 | E4.1a | Power pole | Anchored/seismic components | Earthquake | Peak Ground Acceleration (g) | 0.8
3.4 | E4.1a | Power pole | Anchored/seismic components | Earthquake | Peak Ground Acceleration (g) | 0.8
3.45 | E4.1a | Power pole | Anchored/seismic components | Earthquake | Peak Ground Acceleration (g) | 0.8
3.5 | E4.1a | Power pole | Anchored/seismic components | Earthquake | Peak Ground Acceleration (g) | 0.8
3.55 | E4.1a | Power pole | Anchored/seismic components | Earthquake | Peak Ground Acceleration (g) | 0.8
3.6 | E4.1a | Power pole | Anchored/seismic components | Earthquake | Peak Ground Acceleration (g) | 0.8
3.65 | E4.1a | Power pole | Anchored/seismic components | Earthquake | Peak Ground Acceleration (g) | 0.8
3.7 | E4.1a | Power pole | Anchored/seismic components | Earthquake | Peak Ground Acceleration (g) | 0.8
3.75 | E4.1a | Power pole | Anchored/seismic components | Earthquake | Peak Ground Acceleration (g) | 0.8
3.8 | E4.1a | Power pole | Anchored/seismic components | Earthquake | Peak Ground Acceleration (g) | 0.8
3.85 | E4.1a | Power pole | Anchored/seismic components | Earthquake | Peak Ground Acceleration (g) | 0.8
3.9 | E4.1a | Power pole | Anchored/seismic components | Earthquake | Peak Ground Acceleration (g) | 0.8
3.95 | E4.1a | Power pole | Anchored/seismic components | Earthquake | Peak Ground Acceleration (g) | 0.8
4 | E4.1a | Power pole | Anchored/seismic components | Earthquake | Peak Ground Acceleration (g) | 0.8
0 | E4.1b | Power pole | Anchored/seismic components | Earthquake | Peak Ground Acceleration (g) | 0
0.05 | E4.1b | Power pole | Anchored/seismic components | Earthquake | Peak Ground Acceleration (g) | 6.9944e-10
0.1 | E4.1b | Power pole | Anchored/seismic components | Earthquake | Peak Ground Acceleration (g) | 4.4925e-05
0.15 | E4.1b | Power pole | Anchored/seismic components | Earthquake | Peak Ground Acceleration (g) | 0.002811
0.2 | E4.1b | Power pole | Anchored/seismic components | Earthquake | Peak Ground Acceleration (g) | 0.019719
0.25 | E4.1b | Power pole | Anchored/seismic components | Earthquake | Peak Ground Acceleration (g) | 0.055267
0.3 | E4.1b | Power pole | Anchored/seismic components | Earthquake | Peak Ground Acceleration (g) | 0.10743
0.35 | E4.1b | Power pole | Anchored/seismic components | Earthquake | Peak Ground Acceleration (g) | 0.17877
0.4 | E4.1b | Power pole | Anchored/seismic components | Earthquake | Peak Ground Acceleration (g) | 0.25743
0.45 | E4.1b | Power pole | Anchored/seismic components | Earthquake | Peak Ground Acceleration (g) | 0.32232
0.5 | E4.1b | Power pole | Anchored/seismic components | Earthquake | Peak Ground Acceleration (g) | 0.36595
0.55 | E4.1b | Power pole | Anchored/seismic components | Earthquake | Peak Ground Acceleration (g) | 0.39877
0.6 | E4.1b | Power pole | Anchored/seismic components | Earthquake | Peak Ground Acceleration (g) | 0.43868
0.65 | E4.1b | Power pole | Anchored/seismic components | Earthquake | Peak Ground Acceleration (g) | 0.49684
0.7 | E4.1b | Power pole | Anchored/seismic components | Earthquake | Peak Ground Acceleration (g) | 0.56965
0.75 | E4.1b | Power pole | Anchored/seismic components | Earthquake | Peak Ground Acceleration (g) | 0.64368
0.8 | E4.1b | Power pole | Anchored/seismic components | Earthquake | Peak Ground Acceleration (g) | 0.70679
0.85 | E4.1b | Power pole | Anchored/seismic components | Earthquake | Peak Ground Acceleration (g) | 0.75483
0.9 | E4.1b | Power pole | Anchored/seismic components | Earthquake | Peak Ground Acceleration (g) | 0.79071
0.95 | E4.1b | Power pole | Anchored/seismic components | Earthquake | Peak Ground Acceleration (g) | 0.81992
1 | E4.1b | Power pole | Anchored/seismic components | Earthquake | Peak Ground Acceleration (g) | 0.84681
1.05 | E4.1b | Power pole | Anchored/seismic components | Earthquake | Peak Ground Acceleration (g) | 0.87327
1.1 | E4.1b | Power pole | Anchored/seismic components | Earthquake | Peak Ground Acceleration (g) | 0.89906
1.15 | E4.1b | Power pole | Anchored/seismic components | Earthquake | Peak Ground Acceleration (g) | 0.92294
1.2 | E4.1b | Power pole | Anchored/seismic components | Earthquake | Peak Ground Acceleration (g) | 0.94368
1.25 | E4.1b | Power pole | Anchored/seismic components | Earthquake | Peak Ground Acceleration (g) | 0.96054
1.3 | E4.1b | Power pole | Anchored/seismic components | Earthquake | Peak Ground Acceleration (g) | 0.97344
1.35 | E4.1b | Power pole | Anchored/seismic components | Earthquake | Peak Ground Acceleration (g) | 0.98278
1.4 | E4.1b | Power pole | Anchored/seismic components | Earthquake | Peak Ground Acceleration (g) | 0.98921
1.45 | E4.1b | Power pole | Anchored/seismic components | Earthquake | Peak Ground Acceleration (g) | 0.99345
1.5 | E4.1b | Power pole | Anchored/seismic components | Earthquake | Peak Ground Acceleration (g) | 0.99613
1.55 | E4.1b | Power pole | Anchored/seismic components | Earthquake | Peak Ground Acceleration (g) | 0.99778
1.6 | E4.1b | Power pole | Anchored/seismic components | Earthquake | Peak Ground Acceleration (g) | 0.99875
1.65 | E4.1b | Power pole | Anchored/seismic components | Earthquake | Peak Ground Acceleration (g) | 0.99931
1.7 | E4.1b | Power pole | Anchored/seismic components | Earthquake | Peak Ground Acceleration (g) | 0.99963
1.75 | E4.1b | Power pole | Anchored/seismic components | Earthquake | Peak Ground Acceleration (g) | 0.9998
1.8 | E4.1b | Power pole | Anchored/seismic components | Earthquake | Peak Ground Acceleration (g) | 0.9999
1.85 | E4.1b | Power pole | Anchored/seismic components | Earthquake | Peak Ground Acceleration (g) | 0.99995
1.9 | E4.1b | Power pole | Anchored/seismic components | Earthquake | Peak Ground Acceleration (g) | 0.99997
1.95 | E4.1b | Power pole | Anchored/seismic components | Earthquake | Peak Ground Acceleration (g) | 0.99999
2 | E4.1b | Power pole | Anchored/seismic components | Earthquake | Peak Ground Acceleration (g) | 0.99999
2.05 | E4.1b | Power pole | Anchored/seismic components | Earthquake | Peak Ground Acceleration (g) | 1
2.1 | E4.1b | Power pole | Anchored/seismic components | Earthquake | Peak Ground Acceleration (g) | 1
2.15 | E4.1b | Power pole | Anchored/seismic components | Earthquake | Peak Ground Acceleration (g) | 1
2.2 | E4.1b | Power pole | Anchored/seismic components | Earthquake | Peak Ground Acceleration (g) | 1
2.25 | E4.1b | Power pole | Anchored/seismic components | Earthquake | Peak Ground Acceleration (g) | 1
2.3 | E4.1b | Power pole | Anchored/seismic components | Earthquake | Peak Ground Acceleration (g) | 1
2.35 | E4.1b | Power pole | Anchored/seismic components | Earthquake | Peak Ground Acceleration (g) | 1
2.4 | E4.1b | Power pole | Anchored/seismic components | Earthquake | Peak Ground Acceleration (g) | 1
2.45 | E4.1b | Power pole | Anchored/seismic components | Earthquake | Peak Ground Acceleration (g) | 1
2.5 | E4.1b | Power pole | Anchored/seismic components | Earthquake | Peak Ground Acceleration (g) | 1
2.55 | E4.1b | Power pole | Anchored/seismic components | Earthquake | Peak Ground Acceleration (g) | 1
2.6 | E4.1b | Power pole | Anchored/seismic components | Earthquake | Peak Ground Acceleration (g) | 1
2.65 | E4.1b | Power pole | Anchored/seismic components | Earthquake | Peak Ground Acceleration (g) | 1
2.7 | E4.1b | Power pole | Anchored/seismic components | Earthquake | Peak Ground Acceleration (g) | 1
2.75 | E4.1b | Power pole | Anchored/seismic components | Earthquake | Peak Ground Acceleration (g) | 1
2.8 | E4.1b | Power pole | Anchored/seismic components | Earthquake | Peak Ground Acceleration (g) | 1
2.85 | E4.1b | Power pole | Anchored/seismic components | Earthquake | Peak Ground Acceleration (g) | 1
2.9 | E4.1b | Power pole | Anchored/seismic components | Earthquake | Peak Ground Acceleration (g) | 1
2.95 | E4.1b | Power pole | Anchored/seismic components | Earthquake | Peak Ground Acceleration (g) | 1
3 | E4.1b | Power pole | Anchored/seismic components | Earthquake | Peak Ground Acceleration (g) | 1
3.05 | E4.1b | Power pole | Anchored/seismic components | Earthquake | Peak Ground Acceleration (g) | 1
3.1 | E4.1b | Power pole | Anchored/seismic components | Earthquake | Peak Ground Acceleration (g) | 1
3.15 | E4.1b | Power pole | Anchored/seismic components | Earthquake | Peak Ground Acceleration (g) | 1
3.2 | E4.1b | Power pole | Anchored/seismic components | Earthquake | Peak Ground Acceleration (g) | 1
3.25 | E4.1b | Power pole | Anchored/seismic components | Earthquake | Peak Ground Acceleration (g) | 1
3.3 | E4.1b | Power pole | Anchored/seismic components | Earthquake | Peak Ground Acceleration (g) | 1
3.35 | E4.1b | Power pole | Anchored/seismic components | Earthquake | Peak Ground Acceleration (g) | 1
3.4 | E4.1b | Power pole | Anchored/seismic components | Earthquake | Peak Ground Acceleration (g) | 1
3.45 | E4.1b | Power pole | Anchored/seismic components | Earthquake | Peak Ground Acceleration (g) | 1
3.5 | E4.1b | Power pole | Anchored/seismic components | Earthquake | Peak Ground Acceleration (g) | 1
3.55 | E4.1b | Power pole | Anchored/seismic components | Earthquake | Peak Ground Acceleration (g) | 1
3.6 | E4.1b | Power pole | Anchored/seismic components | Earthquake | Peak Ground Acceleration (g) | 1
3.65 | E4.1b | Power pole | Anchored/seismic components | Earthquake | Peak Ground Acceleration (g) | 1
3.7 | E4.1b | Power pole | Anchored/seismic components | Earthquake | Peak Ground Acceleration (g) | 1
3.75 | E4.1b | Power pole | Anchored/seismic components | Earthquake | Peak Ground Acceleration (g) | 1
3.8 | E4.1b | Power pole | Anchored/seismic components | Earthquake | Peak Ground Acceleration (g) | 1
3.85 | E4.1b | Power pole | Anchored/seismic components | Earthquake | Peak Ground Acceleration (g) | 1
3.9 | E4.1b | Power pole | Anchored/seismic components | Earthquake | Peak Ground Acceleration (g) | 1
3.95 | E4.1b | Power pole | Anchored/seismic components | Earthquake | Peak Ground Acceleration (g) | 1
4 | E4.1b | Power pole | Anchored/seismic components | Earthquake | Peak Ground Acceleration (g) | 1
0 | E4.2 | Power pole | Unanchored/standard components | Earthquake | Peak Ground Acceleration (g) | 0
0.05 | E4.2 | Power pole | Unanchored/standard components | Earthquake | Peak Ground Acceleration (g) | 0.0066548
0.1 | E4.2 | Power pole | Unanchored/standard components | Earthquake | Peak Ground Acceleration (g) | 0.034259
0.15 | E4.2 | Power pole | Unanchored/standard components | Earthquake | Peak Ground Acceleration (g) | 0.070205
0.2 | E4.2 | Power pole | Unanchored/standard components | Earthquake | Peak Ground Acceleration (g) | 0.11056
0.25 | E4.2 | Power pole | Unanchored/standard components | Earthquake | Peak Ground Acceleration (g) | 0.15782
0.3 | E4.2 | Power pole | Unanchored/standard components | Earthquake | Peak Ground Acceleration (g) | 0.21235
0.35 | E4.2 | Power pole | Unanchored/standard components | Earthquake | Peak Ground Acceleration (g) | 0.27229
0.4 | E4.2 | Power pole | Unanchored/standard components | Earthquake | Peak Ground Acceleration (g) | 0.33493
0.45 | E4.2 | Power pole | Unanchored/standard components | Earthquake | Peak Ground Acceleration (g) | 0.3977
0.5 | E4.2 | Power pole | Unanchored/standard components | Earthquake | Peak Ground Acceleration (g) | 0.45858
0.55 | E4.2 | Power pole | Unanchored/standard components | Earthquake | Peak Ground Acceleration (g) | 0.51617
0.6 | E4.2 | Power pole | Unanchored/standard components | Earthquake | Peak Ground Acceleration (g) | 0.56965
0.65 | E4.2 | Power pole | Unanchored/standard components | Earthquake | Peak Ground Acceleration (g) | 0.6186
0.7 | E4.2 | Power pole | Unanchored/standard components | Earthquake | Peak Ground Acceleration (g) | 0.66293
0.75 | E4.2 | Power pole | Unanchored/standard components | Earthquake | Peak Ground Acceleration (g) | 0.70274
0.8 | E4.2 | Power pole | Unanchored/standard components | Earthquake | Peak Ground Acceleration (g) | 0.73826
0.85 | E4.2 | Power pole | Unanchored/standard components | Earthquake | Peak Ground Acceleration (g) | 0.7698
0.9 | E4.2 | Power pole | Unanchored/standard components | Earthquake | Peak Ground Acceleration (g) | 0.79769
0.95 | E4.2 | Power pole | Unanchored/standard components | Earthquake | Peak Ground Acceleration (g) | 0.8223
1 | E4.2 | Power pole | Unanchored/standard components | Earthquake | Peak Ground Acceleration (g) | 0.84395
1.05 | E4.2 | Power pole | Unanchored/standard components | Earthquake | Peak Ground Acceleration (g) | 0.86296
1.1 | E4.2 | Power pole | Unanchored/standard components | Earthquake | Peak Ground Acceleration (g) | 0.87965
1.15 | E4.2 | Power pole | Unanchored/standard components | Earthquake | Peak Ground Acceleration (g) | 0.89428
1.2 | E4.2 | Power pole | Unanchored/standard components | Earthquake | Peak Ground Acceleration (g) | 0.90709
1.25 | E4.2 | Power pole | Unanchored/standard components | Earthquake | Peak Ground Acceleration (g) | 0.91832
1.3 | E4.2 | Power pole | Unanchored/standard components | Earthquake | Peak Ground Acceleration (g) | 0.92815
1.35 | E4.2 | Power pole | Unanchored/standard components | Earthquake | Peak Ground Acceleration (g) | 0.93676
1.4 | E4.2 | Power pole | Unanchored/standard components | Earthquake | Peak Ground Acceleration (g) | 0.9443
1.45 | E4.2 | Power pole | Unanchored/standard components | Earthquake | Peak Ground Acceleration (g) | 0.9509
1.5 | E4.2 | Power pole | Unanchored/standard components | Earthquake | Peak Ground Acceleration (g) | 0.9567
1.55 | E4.2 | Power pole | Unanchored/standard components | Earthquake | Peak Ground Acceleration (g) | 0.96178
1.6 | E4.2 | Power pole | Unanchored/standard components | Earthquake | Peak Ground Acceleration (g) | 0.96623
1.65 | E4.2 | Power pole | Unanchored/standard components | Earthquake | Peak Ground Acceleration (g) | 0.97014
1.7 | E4.2 | Power pole | Unanchored/standard components | Earthquake | Peak Ground Acceleration (g) | 0.97358
1.75 | E4.2 | Power pole | Unanchored/standard components | Earthquake | Peak Ground Acceleration (g) | 0.9766
1.8 | E4.2 | Power pole | Unanchored/standard components | Earthquake | Peak Ground Acceleration (g) | 0.97926
1.85 | E4.2 | Power pole | Unanchored/standard components | Earthquake | Peak Ground Acceleration (g) | 0.98161
1.9 | E4.2 | Power pole | Unanchored/standard components | Earthquake | Peak Ground Acceleration (g) | 0.98367
1.95 | E4.2 | Power pole | Unanchored/standard components | Earthquake | Peak Ground Acceleration (g) | 0.98549
2 | E4.2 | Power pole | Unanchored/standard components | Earthquake | Peak Ground Acceleration (g) | 0.98709
2.05 | E4.2 | Power pole | Unanchored/standard components | Earthquake | Peak Ground Acceleration (g) | 0.98851
2.1 | E4.2 | Power pole | Unanchored/standard components | Earthquake | Peak Ground Acceleration (g) | 0.98976
2.15 | E4.2 | Power pole | Unanchored/standard components | Earthquake | Peak Ground Acceleration (g) | 0.99087
2.2 | E4.2 | Power pole | Unanchored/standard components | Earthquake | Peak Ground Acceleration (g) | 0.99186
2.25 | E4.2 | Power pole | Unanchored/standard components | Earthquake | Peak Ground Acceleration (g) | 0.99273
2.3 | E4.2 | Power pole | Unanchored/standard components | Earthquake | Peak Ground Acceleration (g) | 0.9935
2.35 | E4.2 | Power pole | Unanchored/standard components | Earthquake | Peak Ground Acceleration (g) | 0.99418
2.4 | E4.2 | Power pole | Unanchored/standard components | Earthquake | Peak Ground Acceleration (g) | 0.99479
2.45 | E4.2 | Power pole | Unanchored/standard components | Earthquake | Peak Ground Acceleration (g) | 0.99533
2.5 | E4.2 | Power pole | Unanchored/standard components | Earthquake | Peak Ground Acceleration (g) | 0.99582
2.55 | E4.2 | Power pole | Unanchored/standard components | Earthquake | Peak Ground Acceleration (g) | 0.99625
2.6 | E4.2 | Power pole | Unanchored/standard components | Earthquake | Peak Ground Acceleration (g) | 0.99663
2.65 | E4.2 | Power pole | Unanchored/standard components | Earthquake | Peak Ground Acceleration (g) | 0.99697
2.7 | E4.2 | Power pole | Unanchored/standard components | Earthquake | Peak Ground Acceleration (g) | 0.99727
2.75 | E4.2 | Power pole | Unanchored/standard components | Earthquake | Peak Ground Acceleration (g) | 0.99755
2.8 | E4.2 | Power pole | Unanchored/standard components | Earthquake | Peak Ground Acceleration (g) | 0.99779
2.85 | E4.2 | Power pole | Unanchored/standard components | Earthquake | Peak Ground Acceleration (g) | 0.99801
2.9 | E4.2 | Power pole | Unanchored/standard components | Earthquake | Peak Ground Acceleration (g) | 0.9982
2.95 | E4.2 | Power pole | Unanchored/standard components | Earthquake | Peak Ground Acceleration (g) | 0.99838
3 | E4.2 | Power pole | Unanchored/standard components | Earthquake | Peak Ground Acceleration (g) | 0.99853
3.05 | E4.2 | Power pole | Unanchored/standard components | Earthquake | Peak Ground Acceleration (g) | 0.99867
3.1 | E4.2 | Power pole | Unanchored/standard components | Earthquake | Peak Ground Acceleration (g) | 0.9988
3.15 | E4.2 | Power pole | Unanchored/standard components | Earthquake | Peak Ground Acceleration (g) | 0.99891
3.2 | E4.2 | Power pole | Unanchored/standard components | Earthquake | Peak Ground Acceleration (g) | 0.99902
3.25 | E4.2 | Power pole | Unanchored/standard components | Earthquake | Peak Ground Acceleration (g) | 0.99911
3.3 | E4.2 | Power pole | Unanchored/standard components | Earthquake | Peak Ground Acceleration (g) | 0.99919
3.35 | E4.2 | Power pole | Unanchored/standard components | Earthquake | Peak Ground Acceleration (g) | 0.99927
3.4 | E4.2 | Power pole | Unanchored/standard components | Earthquake | Peak Ground Acceleration (g) | 0.99933
3.45 | E4.2 | Power pole | Unanchored/standard components | Earthquake | Peak Ground Acceleration (g) | 0.99939
3.5 | E4.2 | Power pole | Unanchored/standard components | Earthquake | Peak Ground Acceleration (g) | 0.99945
3.55 | E4.2 | Power pole | Unanchored/standard components | Earthquake | Peak Ground Acceleration (g) | 0.9995
3.6 | E4.2 | Power pole | Unanchored/standard components | Earthquake | Peak Ground Acceleration (g) | 0.99954
3.65 | E4.2 | Power pole | Unanchored/standard components | Earthquake | Peak Ground Acceleration (g) | 0.99958
3.7 | E4.2 | Power pole | Unanchored/standard components | Earthquake | Peak Ground Acceleration (g) | 0.99962
3.75 | E4.2 | Power pole | Unanchored/standard components | Earthquake | Peak Ground Acceleration (g) | 0.99965
3.8 | E4.2 | Power pole | Unanchored/standard components | Earthquake | Peak Ground Acceleration (g) | 0.99968
3.85 | E4.2 | Power pole | Unanchored/standard components | Earthquake | Peak Ground Acceleration (g) | 0.99971
3.9 | E4.2 | Power pole | Unanchored/standard components | Earthquake | Peak Ground Acceleration (g) | 0.99974
3.95 | E4.2 | Power pole | Unanchored/standard components | Earthquake | Peak Ground Acceleration (g) | 0.99976
4 | E4.2 | Power pole | Unanchored/standard components | Earthquake | Peak Ground Acceleration (g) | 0.99978
0 | E4.2a | Power pole | Unanchored/standard components | Earthquake | Peak Ground Acceleration (g) | 0
0.05 | E4.2a | Power pole | Unanchored/standard components | Earthquake | Peak Ground Acceleration (g) | 0.0018759
0.1 | E4.2a | Power pole | Unanchored/standard components | Earthquake | Peak Ground Acceleration (g) | 0.017635
0.15 | E4.2a | Power pole | Unanchored/standard components | Earthquake | Peak Ground Acceleration (g) | 0.048239
0.2 | E4.2a | Power pole | Unanchored/standard components | Earthquake | Peak Ground Acceleration (g) | 0.085307
0.25 | E4.2a | Power pole | Unanchored/standard components | Earthquake | Peak Ground Acceleration (g) | 0.12551
0.3 | E4.2a | Power pole | Unanchored/standard components | Earthquake | Peak Ground Acceleration (g) | 0.16821
0.35 | E4.2a | Power pole | Unanchored/standard components | Earthquake | Peak Ground Acceleration (g) | 0.21292
0.4 | E4.2a | Power pole | Unanchored/standard components | Earthquake | Peak Ground Acceleration (g) | 0.2588
0.45 | E4.2a | Power pole | Unanchored/standard components | Earthquake | Peak Ground Acceleration (g) | 0.30478
0.5 | E4.2a | Power pole | Unanchored/standard components | Earthquake | Peak Ground Acceleration (g) | 0.34985
0.55 | E4.2a | Power pole | Unanchored/standard components | Earthquake | Peak Ground Acceleration (g) | 0.39315
0.6 | E4.2a | Power pole | Unanchored/standard components | Earthquake | Peak Ground Acceleration (g) | 0.43408
0.65 | E4.2a | Power pole | Unanchored/standard components | Earthquake | Peak Ground Acceleration (g) | 0.47224
0.7 | E4.2a | Power pole | Unanchored/standard components | Earthquake | Peak Ground Acceleration (g) | 0.50742
0.75 | E4.2a | Power pole | Unanchored/standard components | Earthquake | Peak Ground Acceleration (g) | 0.53954
0.8 | E4.2a | Power pole | Unanchored/standard components | Earthquake | Peak Ground Acceleration (g) | 0.56866
0.85 | E4.2a | Power pole | Unanchored/standard components | Earthquake | Peak Ground Acceleration (g) | 0.59489
0.9 | E4.2a | Power pole | Unanchored/standard components | Earthquake | Peak Ground Acceleration (g) | 0.6184
0.95 | E4.2a | Power pole | Unanchored/standard components | Earthquake | Peak Ground Acceleration (g) | 0.63939
1 | E4.2a | Power pole | Unanchored/standard components | Earthquake | Peak Ground Acceleration (g) | 0.65807
1.05 | E4.2a | Power pole | Unanchored/standard components | Earthquake | Peak Ground Acceleration (g) | 0.67464
1.1 | E4.2a | Power pole | Unanchored/standard components | Earthquake | Peak Ground Acceleration (g) | 0.68932
1.15 | E4.2a | Power pole | Unanchored/standard components | Earthquake | Peak Ground Acceleration (g) | 0.70229
1.2 | E4.2a | Power pole | Unanchored/standard components | Earthquake | Peak Ground Acceleration (g) | 0.71375
1.25 | E4.2a | Power pole | Unanchored/standard components | Earthquake | Peak Ground Acceleration (g) | 0.72385
1.3 | E4.2a | Power pole | Unanchored/standard components | Earthquake | Peak Ground Acceleration (g) | 0.73276
1.35 | E4.2a | Power pole | Unanchored/standard components | Earthquake | Peak Ground Acceleration (g) | 0.7406
1.4 | E4.2a | Power pole | Unanchored/standard components | Earthquake | Peak Ground Acceleration (g) | 0.74751
1.45 | E4.2a | Power pole | Unanchored/standard components | Earthquake | Peak Ground Acceleration (g) | 0.7536
1.5 | E4.2a | Power pole | Unanchored/standard components | Earthquake | Peak Ground Acceleration (g) | 0.75896
1.55 | E4.2a | Power pole | Unanchored/standard components | Earthquake | Peak Ground Acceleration (g) | 0.76368
1.6 | E4.2a | Power pole | Unanchored/standard components | Earthquake | Peak Ground Acceleration (g) | 0.76783
1.65 | E4.2a | Power pole | Unanchored/standard components | Earthquake | Peak Ground Acceleration (g) | 0.77149
1.7 | E4.2a | Power pole | Unanchored/standard components | Earthquake | Peak Ground Acceleration (g) | 0.77472
1.75 | E4.2a | Power pole | Unanchored/standard components | Earthquake | Peak Ground Acceleration (g) | 0.77757
1.8 | E4.2a | Power pole | Unanchored/standard components | Earthquake | Peak Ground Acceleration (g) | 0.78008
1.85 | E4.2a | Power pole | Unanchored/standard components | Earthquake | Peak Ground Acceleration (g) | 0.7823
1.9 | E4.2a | Power pole | Unanchored/standard components | Earthquake | Peak Ground Acceleration (g) | 0.78426
1.95 | E4.2a | Power pole | Unanchored/standard components | Earthquake | Peak Ground Acceleration (g) | 0.78599
2 | E4.2a | Power pole | Unanchored/standard components | Earthquake | Peak Ground Acceleration (g) | 0.78752
2.05 | E4.2a | Power pole | Unanchored/standard components | Earthquake | Peak Ground Acceleration (g) | 0.78888
2.1 | E4.2a | Power pole | Unanchored/standard components | Earthquake | Peak Ground Acceleration (g) | 0.79008
2.15 | E4.2a | Power pole | Unanchored/standard components | Earthquake | Peak Ground Acceleration (g) | 0.79114
2.2 | E4.2a | Power pole | Unanchored/standard components | Earthquake | Peak Ground Acceleration (g) | 0.79209
2.25 | E4.2a | Power pole | Unanchored/standard components | Earthquake | Peak Ground Acceleration (g) | 0.79293
2.3 | E4.2a | Power pole | Unanchored/standard components | Earthquake | Peak Ground Acceleration (g) | 0.79367
2.35 | E4.2a | Power pole | Unanchored/standard components | Earthquake | Peak Ground Acceleration (g) | 0.79433
2.4 | E4.2a | Power pole | Unanchored/standard components | Earthquake | Peak Ground Acceleration (g) | 0.79492
2.45 | E4.2a | Power pole | Unanchored/standard components | Earthquake | Peak Ground Acceleration (g) | 0.79545
2.5 | E4.2a | Power pole | Unanchored/standard components | Earthquake | Peak Ground Acceleration (g) | 0.79591
2.55 | E4.2a | Power pole | Unanchored/standard components | Earthquake | Peak Ground Acceleration (g) | 0.79633
2.6 | E4.2a | Power pole | Unanchored/standard components | Earthquake | Peak Ground Acceleration (g) | 0.7967
2.65 | E4.2a | Power pole | Unanchored/standard components | Earthquake | Peak Ground Acceleration (g) | 0.79703
2.7 | E4.2a | Power pole | Unanchored/standard components | Earthquake | Peak Ground Acceleration (g) | 0.79733
2.75 | E4.2a | Power pole | Unanchored/standard components | Earthquake | Peak Ground Acceleration (g) | 0.79759
2.8 | E4.2a | Power pole | Unanchored/standard components | Earthquake | Peak Ground Acceleration (g) | 0.79783
2.85 | E4.2a | Power pole | Unanchored/standard components | Earthquake | Peak Ground Acceleration (g) | 0.79804
2.9 | E4.2a | Power pole | Unanchored/standard components | Earthquake | Peak Ground Acceleration (g) | 0.79823
2.95 | E4.2a | Power pole | Unanchored/standard components | Earthquake | Peak Ground Acceleration (g) | 0.7984
3 | E4.2a | Power pole | Unanchored/standard components | Earthquake | Peak Ground Acceleration (g) | 0.79856
3.05 | E4.2a | Power pole | Unanchored/standard components | Earthquake | Peak Ground Acceleration (g) | 0.7987
3.1 | E4.2a | Power pole | Unanchored/standard components | Earthquake | Peak Ground Acceleration (g) | 0.79882
3.15 | E4.2a | Power pole | Unanchored/standard components | Earthquake | Peak Ground Acceleration (g) | 0.79893
3.2 | E4.2a | Power pole | Unanchored/standard components | Earthquake | Peak Ground Acceleration (g) | 0.79903
3.25 | E4.2a | Power pole | Unanchored/standard components | Earthquake | Peak Ground Acceleration (g) | 0.79912
3.3 | E4.2a | Power pole | Unanchored/standard components | Earthquake | Peak Ground Acceleration (g) | 0.7992
3.35 | E4.2a | Power pole | Unanchored/standard components | Earthquake | Peak Ground Acceleration (g) | 0.79928
3.4 | E4.2a | Power pole | Unanchored/standard components | Earthquake | Peak Ground Acceleration (g) | 0.79934
3.45 | E4.2a | Power pole | Unanchored/standard components | Earthquake | Peak Ground Acceleration (g) | 0.7994
3.5 | E4.2a | Power pole | Unanchored/standard components | Earthquake | Peak Ground Acceleration (g) | 0.79946
3.55 | E4.2a | Power pole | Unanchored/standard components | Earthquake | Peak Ground Acceleration (g) | 0.7995
3.6 | E4.2a | Power pole | Unanchored/standard components | Earthquake | Peak Ground Acceleration (g) | 0.79955
3.65 | E4.2a | Power pole | Unanchored/standard components | Earthquake | Peak Ground Acceleration (g) | 0.79959
3.7 | E4.2a | Power pole | Unanchored/standard components | Earthquake | Peak Ground Acceleration (g) | 0.79962
3.75 | E4.2a | Power pole | Unanchored/standard components | Earthquake | Peak Ground Acceleration (g) | 0.79966
3.8 | E4.2a | Power pole | Unanchored/standard components | Earthquake | Peak Ground Acceleration (g) | 0.79969
3.85 | E4.2a | Power pole | Unanchored/standard components | Earthquake | Peak Ground Acceleration (g) | 0.79971
3.9 | E4.2a | Power pole | Unanchored/standard components | Earthquake | Peak Ground Acceleration (g) | 0.79974
3.95 | E4.2a | Power pole | Unanchored/standard components | Earthquake | Peak Ground Acceleration (g) | 0.79976
4 | E4.2a | Power pole | Unanchored/standard components | Earthquake | Peak Ground Acceleration (g) | 0.79978
0 | E4.2b | Power pole | Unanchored/standard components | Earthquake | Peak Ground Acceleration (g) | 0
0.05 | E4.2b | Power pole | Unanchored/standard components | Earthquake | Peak Ground Acceleration (g) | 0.019735
0.1 | E4.2b | Power pole | Unanchored/standard components | Earthquake | Peak Ground Acceleration (g) | 0.097513
0.15 | E4.2b | Power pole | Unanchored/standard components | Earthquake | Peak Ground Acceleration (g) | 0.18711
0.2 | E4.2b | Power pole | Unanchored/standard components | Earthquake | Peak Ground Acceleration (g) | 0.26724
0.25 | E4.2b | Power pole | Unanchored/standard components | Earthquake | Peak Ground Acceleration (g) | 0.33961
0.3 | E4.2b | Power pole | Unanchored/standard components | Earthquake | Peak Ground Acceleration (g) | 0.40703
0.35 | E4.2b | Power pole | Unanchored/standard components | Earthquake | Peak Ground Acceleration (g) | 0.47058
0.4 | E4.2b | Power pole | Unanchored/standard components | Earthquake | Peak Ground Acceleration (g) | 0.53019
0.45 | E4.2b | Power pole | Unanchored/standard components | Earthquake | Peak Ground Acceleration (g) | 0.58539
0.5 | E4.2b | Power pole | Unanchored/standard components | Earthquake | Peak Ground Acceleration (g) | 0.6358
0.55 | E4.2b | Power pole | Unanchored/standard components | Earthquake | Peak Ground Acceleration (g) | 0.68124
0.6 | E4.2b | Power pole | Unanchored/standard components | Earthquake | Peak Ground Acceleration (g) | 0.72178
0.65 | E4.2b | Power pole | Unanchored/standard components | Earthquake | Peak Ground Acceleration (g) | 0.75764
0.7 | E4.2b | Power pole | Unanchored/standard components | Earthquake | Peak Ground Acceleration (g) | 0.78916
0.75 | E4.2b | Power pole | Unanchored/standard components | Earthquake | Peak Ground Acceleration (g) | 0.81673
0.8 | E4.2b | Power pole | Unanchored/standard components | Earthquake | Peak Ground Acceleration (g) | 0.84076
0.85 | E4.2b | Power pole | Unanchored/standard components | Earthquake | Peak Ground Acceleration (g) | 0.86165
0.9 | E4.2b | Power pole | Unanchored/standard components | Earthquake | Peak Ground Acceleration (g) | 0.87977
0.95 | E4.2b | Power pole | Unanchored/standard components | Earthquake | Peak Ground Acceleration (g) | 0.89548
1 | E4.2b | Power pole | Unanchored/standard components | Earthquake | Peak Ground Acceleration (g) | 0.90908
1.05 | E4.2b | Power pole | Unanchored/standard components | Earthquake | Peak Ground Acceleration (g) | 0.92086
1.1 | E4.2b | Power pole | Unanchored/standard components | Earthquake | Peak Ground Acceleration (g) | 0.93106
1.15 | E4.2b | Power pole | Unanchored/standard components | Earthquake | Peak Ground Acceleration (g) | 0.93989
1.2 | E4.2b | Power pole | Unanchored/standard components | Earthquake | Peak Ground Acceleration (g) | 0.94754
1.25 | E4.2b | Power pole | Unanchored/standard components | Earthquake | Peak Ground Acceleration (g) | 0.95418
1.3 | E4.2b | Power pole | Unanchored/standard components | Earthquake | Peak Ground Acceleration (g) | 0.95993
1.35 | E4.2b | Power pole | Unanchored/standard components | Earthquake | Peak Ground Acceleration (g) | 0.96493
1.4 | E4.2b | Power pole | Unanchored/standard components | Earthquake | Peak Ground Acceleration (g) | 0.96927
1.45 | E4.2b | Power pole | Unanchored/standard components | Earthquake | Peak Ground Acceleration (g) | 0.97304
1.5 | E4.2b | Power pole | Unanchored/standard components | Earthquake | Peak Ground Acceleration (g) | 0.97633
1.55 | E4.2b | Power pole | Unanchored/standard components | Earthquake | Peak Ground Acceleration (g) | 0.97919
1.6 | E4.2b | Power pole | Unanchored/standard components | Earthquake | Peak Ground Acceleration (g) | 0.98169
1.65 | E4.2b | Power pole | Unanchored/standard components | Earthquake | Peak Ground Acceleration (g) | 0.98387
1.7 | E4.2b | Power pole | Unanchored/standard components | Earthquake | Peak Ground Acceleration (g) | 0.98578
1.75 | E4.2b | Power pole | Unanchored/standard components | Earthquake | Peak Ground Acceleration (g) | 0.98744
1.8 | E4.2b | Power pole | Unanchored/standard components | Earthquake | Peak Ground Acceleration (g) | 0.9889
1.85 | E4.2b | Power pole | Unanchored/standard components | Earthquake | Peak Ground Acceleration (g) | 0.99019
1.9 | E4.2b | Power pole | Unanchored/standard components | Earthquake | Peak Ground Acceleration (g) | 0.99131
1.95 | E4.2b | Power pole | Unanchored/standard components | Earthquake | Peak Ground Acceleration (g) | 0.9923
2 | E4.2b | Power pole | Unanchored/standard components | Earthquake | Peak Ground Acceleration (g) | 0.99316
2.05 | E4.2b | Power pole | Unanchored/standard components | Earthquake | Peak Ground Acceleration (g) | 0.99393
2.1 | E4.2b | Power pole | Unanchored/standard components | Earthquake | Peak Ground Acceleration (g) | 0.9946
2.15 | E4.2b | Power pole | Unanchored/standard components | Earthquake | Peak Ground Acceleration (g) | 0.9952
2.2 | E4.2b | Power pole | Unanchored/standard components | Earthquake | Peak Ground Acceleration (g) | 0.99572
2.25 | E4.2b | Power pole | Unanchored/standard components | Earthquake | Peak Ground Acceleration (g) | 0.99619
2.3 | E4.2b | Power pole | Unanchored/standard components | Earthquake | Peak Ground Acceleration (g) | 0.9966
2.35 | E4.2b | Power pole | Unanchored/standard components | Earthquake | Peak Ground Acceleration (g) | 0.99696
2.4 | E4.2b | Power pole | Unanchored/standard components | Earthquake | Peak Ground Acceleration (g) | 0.99728
2.45 | E4.2b | Power pole | Unanchored/standard components | Earthquake | Peak Ground Acceleration (g) | 0.99757
2.5 | E4.2b | Power pole | Unanchored/standard components | Earthquake | Peak Ground Acceleration (g) | 0.99782
2.55 | E4.2b | Power pole | Unanchored/standard components | Earthquake | Peak Ground Acceleration (g) | 0.99805
2.6 | E4.2b | Power pole | Unanchored/standard components | Earthquake | Peak Ground Acceleration (g) | 0.99825
2.65 | E4.2b | Power pole | Unanchored/standard components | Earthquake | Peak Ground Acceleration (g) | 0.99843
2.7 | E4.2b | Power pole | Unanchored/standard components | Earthquake | Peak Ground Acceleration (g) | 0.99859
2.75 | E4.2b | Power pole | Unanchored/standard components | Earthquake | Peak Ground Acceleration (g) | 0.99873
2.8 | E4.2b | Power pole | Unanchored/standard components | Earthquake | Peak Ground Acceleration (g) | 0.99886
2.85 | E4.2b | Power pole | Unanchored/standard components | Earthquake | Peak Ground Acceleration (g) | 0.99897
2.9 | E4.2b | Power pole | Unanchored/standard components | Earthquake | Peak Ground Acceleration (g) | 0.99907
2.95 | E4.2b | Power pole | Unanchored/standard components | Earthquake | Peak Ground Acceleration (g) | 0.99916
3 | E4.2b | Power pole | Unanchored/standard components | Earthquake | Peak Ground Acceleration (g) | 0.99924
3.05 | E4.2b | Power pole | Unanchored/standard components | Earthquake | Peak Ground Acceleration (g) | 0.99932
3.1 | E4.2b | Power pole | Unanchored/standard components | Earthquake | Peak Ground Acceleration (g) | 0.99938
3.15 | E4.2b | Power pole | Unanchored/standard components | Earthquake | Peak Ground Acceleration (g) | 0.99944
3.2 | E4.2b | Power pole | Unanchored/standard components | Earthquake | Peak Ground Acceleration (g) | 0.99949
3.25 | E4.2b | Power pole | Unanchored/standard components | Earthquake | Peak Ground Acceleration (g) | 0.99954
3.3 | E4.2b | Power pole | Unanchored/standard components | Earthquake | Peak Ground Acceleration (g) | 0.99959
3.35 | E4.2b | Power pole | Unanchored/standard components | Earthquake | Peak Ground Acceleration (g) | 0.99962
3.4 | E4.2b | Power pole | Unanchored/standard components | Earthquake | Peak Ground Acceleration (g) | 0.99966
3.45 | E4.2b | Power pole | Unanchored/standard components | Earthquake | Peak Ground Acceleration (g) | 0.99969
3.5 | E4.2b | Power pole | Unanchored/standard components | Earthquake | Peak Ground Acceleration (g) | 0.99972
3.55 | E4.2b | Power pole | Unanchored/standard components | Earthquake | Peak Ground Acceleration (g) | 0.99974
3.6 | E4.2b | Power pole | Unanchored/standard components | Earthquake | Peak Ground Acceleration (g) | 0.99977
3.65 | E4.2b | Power pole | Unanchored/standard components | Earthquake | Peak Ground Acceleration (g) | 0.99979
3.7 | E4.2b | Power pole | Unanchored/standard components | Earthquake | Peak Ground Acceleration (g) | 0.99981
3.75 | E4.2b | Power pole | Unanchored/standard components | Earthquake | Peak Ground Acceleration (g) | 0.99982
3.8 | E4.2b | Power pole | Unanchored/standard components | Earthquake | Peak Ground Acceleration (g) | 0.99984
3.85 | E4.2b | Power pole | Unanchored/standard components | Earthquake | Peak Ground Acceleration (g) | 0.99985
3.9 | E4.2b | Power pole | Unanchored/standard components | Earthquake | Peak Ground Acceleration (g) | 0.99987
3.95 | E4.2b | Power pole | Unanchored/standard components | Earthquake | Peak Ground Acceleration (g) | 0.99988
4 | E4.2b | Power pole | Unanchored/standard components | Earthquake | Peak Ground Acceleration (g) | 0.99989
0 | E5.1 | Cable | Distribution circuit with seismic/anchored | Earthquake | Peak Ground Acceleration (g) | 0
0.05 | E5.1 | Cable | Distribution circuit with seismic/anchored | Earthquake | Peak Ground Acceleration (g) | 2.3315e-10
0.1 | E5.1 | Cable | Distribution circuit with seismic/anchored | Earthquake | Peak Ground Acceleration (g) | 1.4975e-05
0.15 | E5.1 | Cable | Distribution circuit with seismic/anchored | Earthquake | Peak Ground Acceleration (g) | 0.00093701
0.2 | E5.1 | Cable | Distribution circuit with seismic/anchored | Earthquake | Peak Ground Acceleration (g) | 0.0065775
0.25 | E5.1 | Cable | Distribution circuit with seismic/anchored | Earthquake | Peak Ground Acceleration (g) | 0.018579
0.3 | E5.1 | Cable | Distribution circuit with seismic/anchored | Earthquake | Peak Ground Acceleration (g) | 0.037063
0.35 | E5.1 | Cable | Distribution circuit with seismic/anchored | Earthquake | Peak Ground Acceleration (g) | 0.063793
0.4 | E5.1 | Cable | Distribution circuit with seismic/anchored | Earthquake | Peak Ground Acceleration (g) | 0.094158
0.45 | E5.1 | Cable | Distribution circuit with seismic/anchored | Earthquake | Peak Ground Acceleration (g) | 0.11975
0.5 | E5.1 | Cable | Distribution circuit with seismic/anchored | Earthquake | Peak Ground Acceleration (g) | 0.13883
0.55 | E5.1 | Cable | Distribution circuit with seismic/anchored | Earthquake | Peak Ground Acceleration (g) | 0.16015
0.6 | E5.1 | Cable | Distribution circuit with seismic/anchored | Earthquake | Peak Ground Acceleration (g) | 0.19804
0.65 | E5.1 | Cable | Distribution circuit with seismic/anchored | Earthquake | Peak Ground Acceleration (g) | 0.26065
0.7 | E5.1 | Cable | Distribution circuit with seismic/anchored | Earthquake | Peak Ground Acceleration (g) | 0.34169
0.75 | E5.1 | Cable | Distribution circuit with seismic/anchored | Earthquake | Peak Ground Acceleration (g) | 0.42529
0.8 | E5.1 | Cable | Distribution circuit with seismic/anchored | Earthquake | Peak Ground Acceleration (g) | 0.49817
0.85 | E5.1 | Cable | Distribution circuit with seismic/anchored | Earthquake | Peak Ground Acceleration (g) | 0.55671
0.9 | E5.1 | Cable | Distribution circuit with seismic/anchored | Earthquake | Peak Ground Acceleration (g) | 0.6054
0.95 | E5.1 | Cable | Distribution circuit with seismic/anchored | Earthquake | Peak Ground Acceleration (g) | 0.65114
1 | E5.1 | Cable | Distribution circuit with seismic/anchored | Earthquake | Peak Ground Acceleration (g) | 0.69862
1.05 | E5.1 | Cable | Distribution circuit with seismic/anchored | Earthquake | Peak Ground Acceleration (g) | 0.74862
1.1 | E5.1 | Cable | Distribution circuit with seismic/anchored | Earthquake | Peak Ground Acceleration (g) | 0.79894
1.15 | E5.1 | Cable | Distribution circuit with seismic/anchored | Earthquake | Peak Ground Acceleration (g) | 0.8462
1.2 | E5.1 | Cable | Distribution circuit with seismic/anchored | Earthquake | Peak Ground Acceleration (g) | 0.88748
1.25 | E5.1 | Cable | Distribution circuit with seismic/anchored | Earthquake | Peak Ground Acceleration (g) | 0.92113
1.3 | E5.1 | Cable | Distribution circuit with seismic/anchored | Earthquake | Peak Ground Acceleration (g) | 0.9469
1.35 | E5.1 | Cable | Distribution circuit with seismic/anchored | Earthquake | Peak Ground Acceleration (g) | 0.96556
1.4 | E5.1 | Cable | Distribution circuit with seismic/anchored | Earthquake | Peak Ground Acceleration (g) | 0.97842
1.45 | E5.1 | Cable | Distribution circuit with seismic/anchored | Earthquake | Peak Ground Acceleration (g) | 0.9869
1.5 | E5.1 | Cable | Distribution circuit with seismic/anchored | Earthquake | Peak Ground Acceleration (g) | 0.99227
1.55 | E5.1 | Cable | Distribution circuit with seismic/anchored | Earthquake | Peak Ground Acceleration (g) | 0.99555
1.6 | E5.1 | Cable | Distribution circuit with seismic/anchored | Earthquake | Peak Ground Acceleration (g) | 0.9975
1.65 | E5.1 | Cable | Distribution circuit with seismic/anchored | Earthquake | Peak Ground Acceleration (g) | 0.99863
1.7 | E5.1 | Cable | Distribution circuit with seismic/anchored | Earthquake | Peak Ground Acceleration (g) | 0.99926
1.75 | E5.1 | Cable | Distribution circuit with seismic/anchored | Earthquake | Peak Ground Acceleration (g) | 0.99961
1.8 | E5.1 | Cable | Distribution circuit with seismic/anchored | Earthquake | Peak Ground Acceleration (g) | 0.99979
1.85 | E5.1 | Cable | Distribution circuit with seismic/anchored | Earthquake | Peak Ground Acceleration (g) | 0.99989
1.9 | E5.1 | Cable | Distribution circuit with seismic/anchored | Earthquake | Peak Ground Acceleration (g) | 0.99995
1.95 | E5.1 | Cable | Distribution circuit with seismic/anchored | Earthquake | Peak Ground Acceleration (g) | 0.99997
2 | E5.1 | Cable | Distribution circuit with seismic/anchored | Earthquake | Peak Ground Acceleration (g) | 0.99999
2.05 | E5.1 | Cable | Distribution circuit with seismic/anchored | Earthquake | Peak Ground Acceleration (g) | 0.99999
2.1 | E5.1 | Cable | Distribution circuit with seismic/anchored | Earthquake | Peak Ground Acceleration (g) | 1
2.15 | E5.1 | Cable | Distribution circuit with seismic/anchored | Earthquake | Peak Ground Acceleration (g) | 1
2.2 | E5.1 | Cable | Distribution circuit with seismic/anchored | Earthquake | Peak Ground Acceleration (g) | 1
2.25 | E5.1 | Cable | Distribution circuit with seismic/anchored | Earthquake | Peak Ground Acceleration (g) | 1
2.3 | E5.1 | Cable | Distribution circuit with seismic/anchored | Earthquake | Peak Ground Acceleration (g) | 1
2.35 | E5.1 | Cable | Distribution circuit with seismic/anchored | Earthquake | Peak Ground Acceleration (g) | 1
2.4 | E5.1 | Cable | Distribution circuit with seismic/anchored | Earthquake | Peak Ground Acceleration (g) | 1
2.45 | E5.1 | Cable | Distribution circuit with seismic/anchored | Earthquake | Peak Ground Acceleration (g) | 1
2.5 | E5.1 | Cable | Distribution circuit with seismic/anchored | Earthquake | Peak Ground Acceleration (g) | 1
2.55 | E5.1 | Cable | Distribution circuit with seismic/anchored | Earthquake | Peak Ground Acceleration (g) | 1
2.6 | E5.1 | Cable | Distribution circuit with seismic/anchored | Earthquake | Peak Ground Acceleration (g) | 1
2.65 | E5.1 | Cable | Distribution circuit with seismic/anchored | Earthquake | Peak Ground Acceleration (g) | 1
2.7 | E5.1 | Cable | Distribution circuit with seismic/anchored | Earthquake | Peak Ground Acceleration (g) | 1
2.75 | E5.1 | Cable | Distribution circuit with seismic/anchored | Earthquake | Peak Ground Acceleration (g) | 1
2.8 | E5.1 | Cable | Distribution circuit with seismic/anchored | Earthquake | Peak Ground Acceleration (g) | 1
2.85 | E5.1 | Cable | Distribution circuit with seismic/anchored | Earthquake | Peak Ground Acceleration (g) | 1
2.9 | E5.1 | Cable | Distribution circuit with seismic/anchored | Earthquake | Peak Ground Acceleration (g) | 1
2.95 | E5.1 | Cable | Distribution circuit with seismic/anchored | Earthquake | Peak Ground Acceleration (g) | 1
3 | E5.1 | Cable | Distribution circuit with seismic/anchored | Earthquake | Peak Ground Acceleration (g) | 1
3.05 | E5.1 | Cable | Distribution circuit with seismic/anchored | Earthquake | Peak Ground Acceleration (g) | 1
3.1 | E5.1 | Cable | Distribution circuit with seismic/anchored | Earthquake | Peak Ground Acceleration (g) | 1
3.15 | E5.1 | Cable | Distribution circuit with seismic/anchored | Earthquake | Peak Ground Acceleration (g) | 1
3.2 | E5.1 | Cable | Distribution circuit with seismic/anchored | Earthquake | Peak Ground Acceleration (g) | 1
3.25 | E5.1 | Cable | Distribution circuit with seismic/anchored | Earthquake | Peak Ground Acceleration (g) | 1
3.3 | E5.1 | Cable | Distribution circuit with seismic/anchored | Earthquake | Peak Ground Acceleration (g) | 1
3.35 | E5.1 | Cable | Distribution circuit with seismic/anchored | Earthquake | Peak Ground Acceleration (g) | 1
3.4 | E5.1 | Cable | Distribution circuit with seismic/anchored | Earthquake | Peak Ground Acceleration (g) | 1
3.45 | E5.1 | Cable | Distribution circuit with seismic/anchored | Earthquake | Peak Ground Acceleration (g) | 1
3.5 | E5.1 | Cable | Distribution circuit with seismic/anchored | Earthquake | Peak Ground Acceleration (g) | 1
3.55 | E5.1 | Cable | Distribution circuit with seismic/anchored | Earthquake | Peak Ground Acceleration (g) | 1
3.6 | E5.1 | Cable | Distribution circuit with seismic/anchored | Earthquake | Peak Ground Acceleration (g) | 1
3.65 | E5.1 | Cable | Distribution circuit with seismic/anchored | Earthquake | Peak Ground Acceleration (g) | 1
3.7 | E5.1 | Cable | Distribution circuit with seismic/anchored | Earthquake | Peak Ground Acceleration (g) | 1
3.75 | E5.1 | Cable | Distribution circuit with seismic/anchored | Earthquake | Peak Ground Acceleration (g) | 1
3.8 | E5.1 | Cable | Distribution circuit with seismic/anchored | Earthquake | Peak Ground Acceleration (g) | 1
3.85 | E5.1 | Cable | Distribution circuit with seismic/anchored | Earthquake | Peak Ground Acceleration (g) | 1
3.9 | E5.1 | Cable | Distribution circuit with seismic/anchored | Earthquake | Peak Ground Acceleration (g) | 1
3.95 | E5.1 | Cable | Distribution circuit with seismic/anchored | Earthquake | Peak Ground Acceleration (g) | 1
4 | E5.1 | Cable | Distribution circuit with seismic/anchored | Earthquake | Peak Ground Acceleration (g) | 1
0 | E5.1a | Cable | Distribution circuit with seismic/anchored | Earthquake | Peak Ground Acceleration (g) | 0
0.05 | E5.1a | Cable | Distribution circuit with seismic/anchored | Earthquake | Peak Ground Acceleration (g) | 4.6629e-11
0.1 | E5.1a | Cable | Distribution circuit with seismic/anchored | Earthquake | Peak Ground Acceleration (g) | 2.995e-06
0.15 | E5.1a | Cable | Distribution circuit with seismic/anchored | Earthquake | Peak Ground Acceleration (g) | 0.00018746
0.2 | E5.1a | Cable | Distribution circuit with seismic/anchored | Earthquake | Peak Ground Acceleration (g) | 0.0013472
0.25 | E5.1a | Cable | Distribution circuit with seismic/anchored | Earthquake | Peak Ground Acceleration (g) | 0.0048421
0.3 | E5.1a | Cable | Distribution circuit with seismic/anchored | Earthquake | Peak Ground Acceleration (g) | 0.016432
0.35 | E5.1a | Cable | Distribution circuit with seismic/anchored | Earthquake | Peak Ground Acceleration (g) | 0.04302
0.4 | E5.1a | Cable | Distribution circuit with seismic/anchored | Earthquake | Peak Ground Acceleration (g) | 0.078839
0.45 | E5.1a | Cable | Distribution circuit with seismic/anchored | Earthquake | Peak Ground Acceleration (g) | 0.11073
0.5 | E5.1a | Cable | Distribution circuit with seismic/anchored | Earthquake | Peak Ground Acceleration (g) | 0.1331
0.55 | E5.1a | Cable | Distribution circuit with seismic/anchored | Earthquake | Peak Ground Acceleration (g) | 0.15116
0.6 | E5.1a | Cable | Distribution circuit with seismic/anchored | Earthquake | Peak Ground Acceleration (g) | 0.17499
0.65 | E5.1a | Cable | Distribution circuit with seismic/anchored | Earthquake | Peak Ground Acceleration (g) | 0.21092
0.7 | E5.1a | Cable | Distribution circuit with seismic/anchored | Earthquake | Peak Ground Acceleration (g) | 0.25652
0.75 | E5.1a | Cable | Distribution circuit with seismic/anchored | Earthquake | Peak Ground Acceleration (g) | 0.30382
0.8 | E5.1a | Cable | Distribution circuit with seismic/anchored | Earthquake | Peak Ground Acceleration (g) | 0.34641
0.85 | E5.1a | Cable | Distribution circuit with seismic/anchored | Earthquake | Peak Ground Acceleration (g) | 0.38356
0.9 | E5.1a | Cable | Distribution circuit with seismic/anchored | Earthquake | Peak Ground Acceleration (g) | 0.41908
0.95 | E5.1a | Cable | Distribution circuit with seismic/anchored | Earthquake | Peak Ground Acceleration (g) | 0.4576
1 | E5.1a | Cable | Distribution circuit with seismic/anchored | Earthquake | Peak Ground Acceleration (g) | 0.50147
1.05 | E5.1a | Cable | Distribution circuit with seismic/anchored | Earthquake | Peak Ground Acceleration (g) | 0.54981
1.1 | E5.1a | Cable | Distribution circuit with seismic/anchored | Earthquake | Peak Ground Acceleration (g) | 0.59941
1.15 | E5.1a | Cable | Distribution circuit with seismic/anchored | Earthquake | Peak Ground Acceleration (g) | 0.64638
1.2 | E5.1a | Cable | Distribution circuit with seismic/anchored | Earthquake | Peak Ground Acceleration (g) | 0.68754
1.25 | E5.1a | Cable | Distribution circuit with seismic/anchored | Earthquake | Peak Ground Acceleration (g) | 0.72115
1.3 | E5.1a | Cable | Distribution circuit with seismic/anchored | Earthquake | Peak Ground Acceleration (g) | 0.74691
1.35 | E5.1a | Cable | Distribution circuit with seismic/anchored | Earthquake | Peak Ground Acceleration (g) | 0.76556
1.4 | E5.1a | Cable | Distribution circuit with seismic/anchored | Earthquake | Peak Ground Acceleration (g) | 0.77842
1.45 | E5.1a | Cable | Distribution circuit with seismic/anchored | Earthquake | Peak Ground Acceleration (g) | 0.7869
1.5 | E5.1a | Cable | Distribution circuit with seismic/anchored | Earthquake | Peak Ground Acceleration (g) | 0.79227
1.55 | E5.1a | Cable | Distribution circuit with seismic/anchored | Earthquake | Peak Ground Acceleration (g) | 0.79555
1.6 | E5.1a | Cable | Distribution circuit with seismic/anchored | Earthquake | Peak Ground Acceleration (g) | 0.7975
1.65 | E5.1a | Cable | Distribution circuit with seismic/anchored | Earthquake | Peak Ground Acceleration (g) | 0.79863
1.7 | E5.1a | Cable | Distribution circuit with seismic/anchored | Earthquake | Peak Ground Acceleration (g) | 0.79926
1.75 | E5.1a | Cable | Distribution circuit with seismic/anchored | Earthquake | Peak Ground Acceleration (g) | 0.79961
1.8 | E5.1a | Cable | Distribution circuit with seismic/anchored | Earthquake | Peak Ground Acceleration (g) | 0.79979
1.85 | E5.1a | Cable | Distribution circuit with seismic/anchored | Earthquake | Peak Ground Acceleration (g) | 0.79989
1.9 | E5.1a | Cable | Distribution circuit with seismic/anchored | Earthquake | Peak Ground Acceleration (g) | 0.79995
1.95 | E5.1a | Cable | Distribution circuit with seismic/anchored | Earthquake | Peak Ground Acceleration (g) | 0.79997
2 | E5.1a | Cable | Distribution circuit with seismic/anchored | Earthquake | Peak Ground Acceleration (g) | 0.79999
2.05 | E5.1a | Cable | Distribution circuit with seismic/anchored | Earthquake | Peak Ground Acceleration (g) | 0.79999
2.1 | E5.1a | Cable | Distribution circuit with seismic/anchored | Earthquake | Peak Ground Acceleration (g) | 0.8
2.15 | E5.1a | Cable | Distribution circuit with seismic/anchored | Earthquake | Peak Ground Acceleration (g) | 0.8
2.2 | E5.1a | Cable | Distribution circuit with seismic/anchored | Earthquake | Peak Ground Acceleration (g) | 0.8
2.25 | E5.1a | Cable | Distribution circuit with seismic/anchored | Earthquake | Peak Ground Acceleration (g) | 0.8
2.3 | E5.1a | Cable | Distribution circuit with seismic/anchored | Earthquake | Peak Ground Acceleration (g) | 0.8
2.35 | E5.1a | Cable | Distribution circuit with seismic/anchored | Earthquake | Peak Ground Acceleration (g) | 0.8
2.4 | E5.1a | Cable | Distribution circuit with seismic/anchored | Earthquake | Peak Ground Acceleration (g) | 0.8
2.45 | E5.1a | Cable | Distribution circuit with seismic/anchored | Earthquake | Peak Ground Acceleration (g) | 0.8
2.5 | E5.1a | Cable | Distribution circuit with seismic/anchored | Earthquake | Peak Ground Acceleration (g) | 0.8
2.55 | E5.1a | Cable | Distribution circuit with seismic/anchored | Earthquake | Peak Ground Acceleration (g) | 0.8
2.6 | E5.1a | Cable | Distribution circuit with seismic/anchored | Earthquake | Peak Ground Acceleration (g) | 0.8
2.65 | E5.1a | Cable | Distribution circuit with seismic/anchored | Earthquake | Peak Ground Acceleration (g) | 0.8
2.7 | E5.1a | Cable | Distribution circuit with seismic/anchored | Earthquake | Peak Ground Acceleration (g) | 0.8
2.75 | E5.1a | Cable | Distribution circuit with seismic/anchored | Earthquake | Peak Ground Acceleration (g) | 0.8
2.8 | E5.1a | Cable | Distribution circuit with seismic/anchored | Earthquake | Peak Ground Acceleration (g) | 0.8
2.85 | E5.1a | Cable | Distribution circuit with seismic/anchored | Earthquake | Peak Ground Acceleration (g) | 0.8
2.9 | E5.1a | Cable | Distribution circuit with seismic/anchored | Earthquake | Peak Ground Acceleration (g) | 0.8
2.95 | E5.1a | Cable | Distribution circuit with seismic/anchored | Earthquake | Peak Ground Acceleration (g) | 0.8
3 | E5.1a | Cable | Distribution circuit with seismic/anchored | Earthquake | Peak Ground Acceleration (g) | 0.8
3.05 | E5.1a | Cable | Distribution circuit with seismic/anchored | Earthquake | Peak Ground Acceleration (g) | 0.8
3.1 | E5.1a | Cable | Distribution circuit with seismic/anchored | Earthquake | Peak Ground Acceleration (g) | 0.8
3.15 | E5.1a | Cable | Distribution circuit with seismic/anchored | Earthquake | Peak Ground Acceleration (g) | 0.8
3.2 | E5.1a | Cable | Distribution circuit with seismic/anchored | Earthquake | Peak Ground Acceleration (g) | 0.8
3.25 | E5.1a | Cable | Distribution circuit with seismic/anchored | Earthquake | Peak Ground Acceleration (g) | 0.8
3.3 | E5.1a | Cable | Distribution circuit with seismic/anchored | Earthquake | Peak Ground Acceleration (g) | 0.8
3.35 | E5.1a | Cable | Distribution circuit with seismic/anchored | Earthquake | Peak Ground Acceleration (g) | 0.8
3.4 | E5.1a | Cable | Distribution circuit with seismic/anchored | Earthquake | Peak Ground Acceleration (g) | 0.8
3.45 | E5.1a | Cable | Distribution circuit with seismic/anchored | Earthquake | Peak Ground Acceleration (g) | 0.8
3.5 | E5.1a | Cable | Distribution circuit with seismic/anchored | Earthquake | Peak Ground Acceleration (g) | 0.8
3.55 | E5.1a | Cable | Distribution circuit with seismic/anchored | Earthquake | Peak Ground Acceleration (g) | 0.8
3.6 | E5.1a | Cable | Distribution circuit with seismic/anchored | Earthquake | Peak Ground Acceleration (g) | 0.8
3.65 | E5.1a | Cable | Distribution circuit with seismic/anchored | Earthquake | Peak Ground Acceleration (g) | 0.8
3.7 | E5.1a | Cable | Distribution circuit with seismic/anchored | Earthquake | Peak Ground Acceleration (g) | 0.8
3.75 | E5.1a | Cable | Distribution circuit with seismic/anchored | Earthquake | Peak Ground Acceleration (g) | 0.8
3.8 | E5.1a | Cable | Distribution circuit with seismic/anchored | Earthquake | Peak Ground Acceleration (g) | 0.8
3.85 | E5.1a | Cable | Distribution circuit with seismic/anchored | Earthquake | Peak Ground Acceleration (g) | 0.8
3.9 | E5.1a | Cable | Distribution circuit with seismic/anchored | Earthquake | Peak Ground Acceleration (g) | 0.8
3.95 | E5.1a | Cable | Distribution circuit with seismic/anchored | Earthquake | Peak Ground Acceleration (g) | 0.8
4 | E5.1a | Cable | Distribution circuit with seismic/anchored | Earthquake | Peak Ground Acceleration (g) | 0.8
0 | E5.1b | Cable | Distribution circuit with seismic/anchored | Earthquake | Peak Ground Acceleration (g) | 0
0.05 | E5.1b | Cable | Distribution circuit with seismic/anchored | Earthquake | Peak Ground Acceleration (g) | 6.9944e-10
0.1 | E5.1b | Cable | Distribution circuit with seismic/anchored | Earthquake | Peak Ground Acceleration (g) | 4.4925e-05
0.15 | E5.1b | Cable | Distribution circuit with seismic/anchored | Earthquake | Peak Ground Acceleration (g) | 0.002811
0.2 | E5.1b | Cable | Distribution circuit with seismic/anchored | Earthquake | Peak Ground Acceleration (g) | 0.019719
0.25 | E5.1b | Cable | Distribution circuit with seismic/anchored | Earthquake | Peak Ground Acceleration (g) | 0.055267
0.3 | E5.1b | Cable | Distribution circuit with seismic/anchored | Earthquake | Peak Ground Acceleration (g) | 0.10743
0.35 | E5.1b | Cable | Distribution circuit with seismic/anchored | Earthquake | Peak Ground Acceleration (g) | 0.17877
0.4 | E5.1b | Cable | Distribution circuit with seismic/anchored | Earthquake | Peak Ground Acceleration (g) | 0.25743
0.45 | E5.1b | Cable | Distribution circuit with seismic/anchored | Earthquake | Peak Ground Acceleration (g) | 0.32232
0.5 | E5.1b | Cable | Distribution circuit with seismic/anchored | Earthquake | Peak Ground Acceleration (g) | 0.36595
0.55 | E5.1b | Cable | Distribution circuit with seismic/anchored | Earthquake | Peak Ground Acceleration (g) | 0.39877
0.6 | E5.1b | Cable | Distribution circuit with seismic/anchored | Earthquake | Peak Ground Acceleration (g) | 0.43868
0.65 | E5.1b | Cable | Distribution circuit with seismic/anchored | Earthquake | Peak Ground Acceleration (g) | 0.49684
0.7 | E5.1b | Cable | Distribution circuit with seismic/anchored | Earthquake | Peak Ground Acceleration (g) | 0.56965
0.75 | E5.1b | Cable | Distribution circuit with seismic/anchored | Earthquake | Peak Ground Acceleration (g) | 0.64368
0.8 | E5.1b | Cable | Distribution circuit with seismic/anchored | Earthquake | Peak Ground Acceleration (g) | 0.70679
0.85 | E5.1b | Cable | Distribution circuit with seismic/anchored | Earthquake | Peak Ground Acceleration (g) | 0.75483
0.9 | E5.1b | Cable | Distribution circuit with seismic/anchored | Earthquake | Peak Ground Acceleration (g) | 0.79071
0.95 | E5.1b | Cable | Distribution circuit with seismic/anchored | Earthquake | Peak Ground Acceleration (g) | 0.81992
1 | E5.1b | Cable | Distribution circuit with seismic/anchored | Earthquake | Peak Ground Acceleration (g) | 0.84681
1.05 | E5.1b | Cable | Distribution circuit with seismic/anchored | Earthquake | Peak Ground Acceleration (g) | 0.87327
1.1 | E5.1b | Cable | Distribution circuit with seismic/anchored | Earthquake | Peak Ground Acceleration (g) | 0.89906
1.15 | E5.1b | Cable | Distribution circuit with seismic/anchored | Earthquake | Peak Ground Acceleration (g) | 0.92294
1.2 | E5.1b | Cable | Distribution circuit with seismic/anchored | Earthquake | Peak Ground Acceleration (g) | 0.94368
1.25 | E5.1b | Cable | Distribution circuit with seismic/anchored | Earthquake | Peak Ground Acceleration (g) | 0.96054
1.3 | E5.1b | Cable | Distribution circuit with seismic/anchored | Earthquake | Peak Ground Acceleration (g) | 0.97344
1.35 | E5.1b | Cable | Distribution circuit with seismic/anchored | Earthquake | Peak Ground Acceleration (g) | 0.98278
1.4 | E5.1b | Cable | Distribution circuit with seismic/anchored | Earthquake | Peak Ground Acceleration (g) | 0.98921
1.45 | E5.1b | Cable | Distribution circuit with seismic/anchored | Earthquake | Peak Ground Acceleration (g) | 0.99345
1.5 | E5.1b | Cable | Distribution circuit with seismic/anchored | Earthquake | Peak Ground Acceleration (g) | 0.99613
1.55 | E5.1b | Cable | Distribution circuit with seismic/anchored | Earthquake | Peak Ground Acceleration (g) | 0.99778
1.6 | E5.1b | Cable | Distribution circuit with seismic/anchored | Earthquake | Peak Ground Acceleration (g) | 0.99875
1.65 | E5.1b | Cable | Distribution circuit with seismic/anchored | Earthquake | Peak Ground Acceleration (g) | 0.99931
1.7 | E5.1b | Cable | Distribution circuit with seismic/anchored | Earthquake | Peak Ground Acceleration (g) | 0.99963
1.75 | E5.1b | Cable | Distribution circuit with seismic/anchored | Earthquake | Peak Ground Acceleration (g) | 0.9998
1.8 | E5.1b | Cable | Distribution circuit with seismic/anchored | Earthquake | Peak Ground Acceleration (g) | 0.9999
1.85 | E5.1b | Cable | Distribution circuit with seismic/anchored | Earthquake | Peak Ground Acceleration (g) | 0.99995
1.9 | E5.1b | Cable | Distribution circuit with seismic/anchored | Earthquake | Peak Ground Acceleration (g) | 0.99997
1.95 | E5.1b | Cable | Distribution circuit with seismic/anchored | Earthquake | Peak Ground Acceleration (g) | 0.99999
2 | E5.1b | Cable | Distribution circuit with seismic/anchored | Earthquake | Peak Ground Acceleration (g) | 0.99999
2.05 | E5.1b | Cable | Distribution circuit with seismic/anchored | Earthquake | Peak Ground Acceleration (g) | 1
2.1 | E5.1b | Cable | Distribution circuit with seismic/anchored | Earthquake | Peak Ground Acceleration (g) | 1
2.15 | E5.1b | Cable | Distribution circuit with seismic/anchored | Earthquake | Peak Ground Acceleration (g) | 1
2.2 | E5.1b | Cable | Distribution circuit with seismic/anchored | Earthquake | Peak Ground Acceleration (g) | 1
2.25 | E5.1b | Cable | Distribution circuit with seismic/anchored | Earthquake | Peak Ground Acceleration (g) | 1
2.3 | E5.1b | Cable | Distribution circuit with seismic/anchored | Earthquake | Peak Ground Acceleration (g) | 1
2.35 | E5.1b | Cable | Distribution circuit with seismic/anchored | Earthquake | Peak Ground Acceleration (g) | 1
2.4 | E5.1b | Cable | Distribution circuit with seismic/anchored | Earthquake | Peak Ground Acceleration (g) | 1
2.45 | E5.1b | Cable | Distribution circuit with seismic/anchored | Earthquake | Peak Ground Acceleration (g) | 1
2.5 | E5.1b | Cable | Distribution circuit with seismic/anchored | Earthquake | Peak Ground Acceleration (g) | 1
2.55 | E5.1b | Cable | Distribution circuit with seismic/anchored | Earthquake | Peak Ground Acceleration (g) | 1
2.6 | E5.1b | Cable | Distribution circuit with seismic/anchored | Earthquake | Peak Ground Acceleration (g) | 1
2.65 | E5.1b | Cable | Distribution circuit with seismic/anchored | Earthquake | Peak Ground Acceleration (g) | 1
2.7 | E5.1b | Cable | Distribution circuit with seismic/anchored | Earthquake | Peak Ground Acceleration (g) | 1
2.75 | E5.1b | Cable | Distribution circuit with seismic/anchored | Earthquake | Peak Ground Acceleration (g) | 1
2.8 | E5.1b | Cable | Distribution circuit with seismic/anchored | Earthquake | Peak Ground Acceleration (g) | 1
2.85 | E5.1b | Cable | Distribution circuit with seismic/anchored | Earthquake | Peak Ground Acceleration (g) | 1
2.9 | E5.1b | Cable | Distribution circuit with seismic/anchored | Earthquake | Peak Ground Acceleration (g) | 1
2.95 | E5.1b | Cable | Distribution circuit with seismic/anchored | Earthquake | Peak Ground Acceleration (g) | 1
3 | E5.1b | Cable | Distribution circuit with seismic/anchored | Earthquake | Peak Ground Acceleration (g) | 1
3.05 | E5.1b | Cable | Distribution circuit with seismic/anchored | Earthquake | Peak Ground Acceleration (g) | 1
3.1 | E5.1b | Cable | Distribution circuit with seismic/anchored | Earthquake | Peak Ground Acceleration (g) | 1
3.15 | E5.1b | Cable | Distribution circuit with seismic/anchored | Earthquake | Peak Ground Acceleration (g) | 1
3.2 | E5.1b | Cable | Distribution circuit with seismic/anchored | Earthquake | Peak Ground Acceleration (g) | 1
3.25 | E5.1b | Cable | Distribution circuit with seismic/anchored | Earthquake | Peak Ground Acceleration (g) | 1
3.3 | E5.1b | Cable | Distribution circuit with seismic/anchored | Earthquake | Peak Ground Acceleration (g) | 1
3.35 | E5.1b | Cable | Distribution circuit with seismic/anchored | Earthquake | Peak Ground Acceleration (g) | 1
3.4 | E5.1b | Cable | Distribution circuit with seismic/anchored | Earthquake | Peak Ground Acceleration (g) | 1
3.45 | E5.1b | Cable | Distribution circuit with seismic/anchored | Earthquake | Peak Ground Acceleration (g) | 1
3.5 | E5.1b | Cable | Distribution circuit with seismic/anchored | Earthquake | Peak Ground Acceleration (g) | 1
3.55 | E5.1b | Cable | Distribution circuit with seismic/anchored | Earthquake | Peak Ground Acceleration (g) | 1
3.6 | E5.1b | Cable | Distribution circuit with seismic/anchored | Earthquake | Peak Ground Acceleration (g) | 1
3.65 | E5.1b | Cable | Distribution circuit with seismic/anchored | Earthquake | Peak Ground Acceleration (g) | 1
3.7 | E5.1b | Cable | Distribution circuit with seismic/anchored | Earthquake | Peak Ground Acceleration (g) | 1
3.75 | E5.1b | Cable | Distribution circuit with seismic/anchored | Earthquake | Peak Ground Acceleration (g) | 1
3.8 | E5.1b | Cable | Distribution circuit with seismic/anchored | Earthquake | Peak Ground Acceleration (g) | 1
3.85 | E5.1b | Cable | Distribution circuit with seismic/anchored | Earthquake | Peak Ground Acceleration (g) | 1
3.9 | E5.1b | Cable | Distribution circuit with seismic/anchored | Earthquake | Peak Ground Acceleration (g) | 1
3.95 | E5.1b | Cable | Distribution circuit with seismic/anchored | Earthquake | Peak Ground Acceleration (g) | 1
4 | E5.1b | Cable | Distribution circuit with seismic/anchored | Earthquake | Peak Ground Acceleration (g) | 1
0 | E5.2 | Cable | Distribution circuit with unanchored/standard components | Earthquake | Peak Ground Acceleration (g) | 0
0.05 | E5.2 | Cable | Distribution circuit with unanchored/standard components | Earthquake | Peak Ground Acceleration (g) | 0.0066548
0.1 | E5.2 | Cable | Distribution circuit with unanchored/standard components | Earthquake | Peak Ground Acceleration (g) | 0.034259
0.15 | E5.2 | Cable | Distribution circuit with unanchored/standard components | Earthquake | Peak Ground Acceleration (g) | 0.070205
0.2 | E5.2 | Cable | Distribution circuit with unanchored/standard components | Earthquake | Peak Ground Acceleration (g) | 0.11056
0.25 | E5.2 | Cable | Distribution circuit with unanchored/standard components | Earthquake | Peak Ground Acceleration (g) | 0.15782
0.3 | E5.2 | Cable | Distribution circuit with unanchored/standard components | Earthquake | Peak Ground Acceleration (g) | 0.21235
0.35 | E5.2 | Cable | Distribution circuit with unanchored/standard components | Earthquake | Peak Ground Acceleration (g) | 0.27229
0.4 | E5.2 | Cable | Distribution circuit with unanchored/standard components | Earthquake | Peak Ground Acceleration (g) | 0.33493
0.45 | E5.2 | Cable | Distribution circuit with unanchored/standard components | Earthquake | Peak Ground Acceleration (g) | 0.3977
0.5 | E5.2 | Cable | Distribution circuit with unanchored/standard components | Earthquake | Peak Ground Acceleration (g) | 0.45858
0.55 | E5.2 | Cable | Distribution circuit with unanchored/standard components | Earthquake | Peak Ground Acceleration (g) | 0.51617
0.6 | E5.2 | Cable | Distribution circuit with unanchored/standard components | Earthquake | Peak Ground Acceleration (g) | 0.56965
0.65 | E5.2 | Cable | Distribution circuit with unanchored/standard components | Earthquake | Peak Ground Acceleration (g) | 0.6186
0.7 | E5.2 | Cable | Distribution circuit with unanchored/standard components | Earthquake | Peak Ground Acceleration (g) | 0.66293
0.75 | E5.2 | Cable | Distribution circuit with unanchored/standard components | Earthquake | Peak Ground Acceleration (g) | 0.70274
0.8 | E5.2 | Cable | Distribution circuit with unanchored/standard components | Earthquake | Peak Ground Acceleration (g) | 0.73826
0.85 | E5.2 | Cable | Distribution circuit with unanchored/standard components | Earthquake | Peak Ground Acceleration (g) | 0.7698
0.9 | E5.2 | Cable | Distribution circuit with unanchored/standard components | Earthquake | Peak Ground Acceleration (g) | 0.79769
0.95 | E5.2 | Cable | Distribution circuit with unanchored/standard components | Earthquake | Peak Ground Acceleration (g) | 0.8223
1 | E5.2 | Cable | Distribution circuit with unanchored/standard components | Earthquake | Peak Ground Acceleration (g) | 0.84395
1.05 | E5.2 | Cable | Distribution circuit with unanchored/standard components | Earthquake | Peak Ground Acceleration (g) | 0.86296
1.1 | E5.2 | Cable | Distribution circuit with unanchored/standard components | Earthquake | Peak Ground Acceleration (g) | 0.87965
1.15 | E5.2 | Cable | Distribution circuit with unanchored/standard components | Earthquake | Peak Ground Acceleration (g) | 0.89428
1.2 | E5.2 | Cable | Distribution circuit with unanchored/standard components | Earthquake | Peak Ground Acceleration (g) | 0.90709
1.25 | E5.2 | Cable | Distribution circuit with unanchored/standard components | Earthquake | Peak Ground Acceleration (g) | 0.91832
1.3 | E5.2 | Cable | Distribution circuit with unanchored/standard components | Earthquake | Peak Ground Acceleration (g) | 0.92815
1.35 | E5.2 | Cable | Distribution circuit with unanchored/standard components | Earthquake | Peak Ground Acceleration (g) | 0.93676
1.4 | E5.2 | Cable | Distribution circuit with unanchored/standard components | Earthquake | Peak Ground Acceleration (g) | 0.9443
1.45 | E5.2 | Cable | Distribution circuit with unanchored/standard components | Earthquake | Peak Ground Acceleration (g) | 0.9509
1.5 | E5.2 | Cable | Distribution circuit with unanchored/standard components | Earthquake | Peak Ground Acceleration (g) | 0.9567
1.55 | E5.2 | Cable | Distribution circuit with unanchored/standard components | Earthquake | Peak Ground Acceleration (g) | 0.96178
1.6 | E5.2 | Cable | Distribution circuit with unanchored/standard components | Earthquake | Peak Ground Acceleration (g) | 0.96623
1.65 | E5.2 | Cable | Distribution circuit with unanchored/standard components | Earthquake | Peak Ground Acceleration (g) | 0.97014
1.7 | E5.2 | Cable | Distribution circuit with unanchored/standard components | Earthquake | Peak Ground Acceleration (g) | 0.97358
1.75 | E5.2 | Cable | Distribution circuit with unanchored/standard components | Earthquake | Peak Ground Acceleration (g) | 0.9766
1.8 | E5.2 | Cable | Distribution circuit with unanchored/standard components | Earthquake | Peak Ground Acceleration (g) | 0.97926
1.85 | E5.2 | Cable | Distribution circuit with unanchored/standard components | Earthquake | Peak Ground Acceleration (g) | 0.98161
1.9 | E5.2 | Cable | Distribution circuit with unanchored/standard components | Earthquake | Peak Ground Acceleration (g) | 0.98367
1.95 | E5.2 | Cable | Distribution circuit with unanchored/standard components | Earthquake | Peak Ground Acceleration (g) | 0.98549
2 | E5.2 | Cable | Distribution circuit with unanchored/standard components | Earthquake | Peak Ground Acceleration (g) | 0.98709
2.05 | E5.2 | Cable | Distribution circuit with unanchored/standard components | Earthquake | Peak Ground Acceleration (g) | 0.98851
2.1 | E5.2 | Cable | Distribution circuit with unanchored/standard components | Earthquake | Peak Ground Acceleration (g) | 0.98976
2.15 | E5.2 | Cable | Distribution circuit with unanchored/standard components | Earthquake | Peak Ground Acceleration (g) | 0.99087
2.2 | E5.2 | Cable | Distribution circuit with unanchored/standard components | Earthquake | Peak Ground Acceleration (g) | 0.99186
2.25 | E5.2 | Cable | Distribution circuit with unanchored/standard components | Earthquake | Peak Ground Acceleration (g) | 0.99273
2.3 | E5.2 | Cable | Distribution circuit with unanchored/standard components | Earthquake | Peak Ground Acceleration (g) | 0.9935
2.35 | E5.2 | Cable | Distribution circuit with unanchored/standard components | Earthquake | Peak Ground Acceleration (g) | 0.99418
2.4 | E5.2 | Cable | Distribution circuit with unanchored/standard components | Earthquake | Peak Ground Acceleration (g) | 0.99479
2.45 | E5.2 | Cable | Distribution circuit with unanchored/standard components | Earthquake | Peak Ground Acceleration (g) | 0.99533
2.5 | E5.2 | Cable | Distribution circuit with unanchored/standard components | Earthquake | Peak Ground Acceleration (g) | 0.99582
2.55 | E5.2 | Cable | Distribution circuit with unanchored/standard components | Earthquake | Peak Ground Acceleration (g) | 0.99625
2.6 | E5.2 | Cable | Distribution circuit with unanchored/standard components | Earthquake | Peak Ground Acceleration (g) | 0.99663
2.65 | E5.2 | Cable | Distribution circuit with unanchored/standard components | Earthquake | Peak Ground Acceleration (g) | 0.99697
2.7 | E5.2 | Cable | Distribution circuit with unanchored/standard components | Earthquake | Peak Ground Acceleration (g) | 0.99727
2.75 | E5.2 | Cable | Distribution circuit with unanchored/standard components | Earthquake | Peak Ground Acceleration (g) | 0.99755
2.8 | E5.2 | Cable | Distribution circuit with unanchored/standard components | Earthquake | Peak Ground Acceleration (g) | 0.99779
2.85 | E5.2 | Cable | Distribution circuit with unanchored/standard components | Earthquake | Peak Ground Acceleration (g) | 0.99801
2.9 | E5.2 | Cable | Distribution circuit with unanchored/standard components | Earthquake | Peak Ground Acceleration (g) | 0.9982
2.95 | E5.2 | Cable | Distribution circuit with unanchored/standard components | Earthquake | Peak Ground Acceleration (g) | 0.99838
3 | E5.2 | Cable | Distribution circuit with unanchored/standard components | Earthquake | Peak Ground Acceleration (g) | 0.99853
3.05 | E5.2 | Cable | Distribution circuit with unanchored/standard components | Earthquake | Peak Ground Acceleration (g) | 0.99867
3.1 | E5.2 | Cable | Distribution circuit with unanchored/standard components | Earthquake | Peak Ground Acceleration (g) | 0.9988
3.15 | E5.2 | Cable | Distribution circuit with unanchored/standard components | Earthquake | Peak Ground Acceleration (g) | 0.99891
3.2 | E5.2 | Cable | Distribution circuit with unanchored/standard components | Earthquake | Peak Ground Acceleration (g) | 0.99902
3.25 | E5.2 | Cable | Distribution circuit with unanchored/standard components | Earthquake | Peak Ground Acceleration (g) | 0.99911
3.3 | E5.2 | Cable | Distribution circuit with unanchored/standard components | Earthquake | Peak Ground Acceleration (g) | 0.99919
3.35 | E5.2 | Cable | Distribution circuit with unanchored/standard components | Earthquake | Peak Ground Acceleration (g) | 0.99927
3.4 | E5.2 | Cable | Distribution circuit with unanchored/standard components | Earthquake | Peak Ground Acceleration (g) | 0.99933
3.45 | E5.2 | Cable | Distribution circuit with unanchored/standard components | Earthquake | Peak Ground Acceleration (g) | 0.99939
3.5 | E5.2 | Cable | Distribution circuit with unanchored/standard components | Earthquake | Peak Ground Acceleration (g) | 0.99945
3.55 | E5.2 | Cable | Distribution circuit with unanchored/standard components | Earthquake | Peak Ground Acceleration (g) | 0.9995
3.6 | E5.2 | Cable | Distribution circuit with unanchored/standard components | Earthquake | Peak Ground Acceleration (g) | 0.99954
3.65 | E5.2 | Cable | Distribution circuit with unanchored/standard components | Earthquake | Peak Ground Acceleration (g) | 0.99958
3.7 | E5.2 | Cable | Distribution circuit with unanchored/standard components | Earthquake | Peak Ground Acceleration (g) | 0.99962
3.75 | E5.2 | Cable | Distribution circuit with unanchored/standard components | Earthquake | Peak Ground Acceleration (g) | 0.99965
3.8 | E5.2 | Cable | Distribution circuit with unanchored/standard components | Earthquake | Peak Ground Acceleration (g) | 0.99968
3.85 | E5.2 | Cable | Distribution circuit with unanchored/standard components | Earthquake | Peak Ground Acceleration (g) | 0.99971
3.9 | E5.2 | Cable | Distribution circuit with unanchored/standard components | Earthquake | Peak Ground Acceleration (g) | 0.99974
3.95 | E5.2 | Cable | Distribution circuit with unanchored/standard components | Earthquake | Peak Ground Acceleration (g) | 0.99976
4 | E5.2 | Cable | Distribution circuit with unanchored/standard components | Earthquake | Peak Ground Acceleration (g) | 0.99978
0 | E5.2a | Cable | Distribution circuit with unanchored/standard components | Earthquake | Peak Ground Acceleration (g) | 0
0.05 | E5.2a | Cable | Distribution circuit with unanchored/standard components | Earthquake | Peak Ground Acceleration (g) | 0.0018759
0.1 | E5.2a | Cable | Distribution circuit with unanchored/standard components | Earthquake | Peak Ground Acceleration (g) | 0.017635
0.15 | E5.2a | Cable | Distribution circuit with unanchored/standard components | Earthquake | Peak Ground Acceleration (g) | 0.048239
0.2 | E5.2a | Cable | Distribution circuit with unanchored/standard components | Earthquake | Peak Ground Acceleration (g) | 0.085307
0.25 | E5.2a | Cable | Distribution circuit with unanchored/standard components | Earthquake | Peak Ground Acceleration (g) | 0.12551
0.3 | E5.2a | Cable | Distribution circuit with unanchored/standard components | Earthquake | Peak Ground Acceleration (g) | 0.16821
0.35 | E5.2a | Cable | Distribution circuit with unanchored/standard components | Earthquake | Peak Ground Acceleration (g) | 0.21292
0.4 | E5.2a | Cable | Distribution circuit with unanchored/standard components | Earthquake | Peak Ground Acceleration (g) | 0.2588
0.45 | E5.2a | Cable | Distribution circuit with unanchored/standard components | Earthquake | Peak Ground Acceleration (g) | 0.30478
0.5 | E5.2a | Cable | Distribution circuit with unanchored/standard components | Earthquake | Peak Ground Acceleration (g) | 0.34985
0.55 | E5.2a | Cable | Distribution circuit with unanchored/standard components | Earthquake | Peak Ground Acceleration (g) | 0.39315
0.6 | E5.2a | Cable | Distribution circuit with unanchored/standard components | Earthquake | Peak Ground Acceleration (g) | 0.43408
0.65 | E5.2a | Cable | Distribution circuit with unanchored/standard components | Earthquake | Peak Ground Acceleration (g) | 0.47224
0.7 | E5.2a | Cable | Distribution circuit with unanchored/standard components | Earthquake | Peak Ground Acceleration (g) | 0.50742
0.75 | E5.2a | Cable | Distribution circuit with unanchored/standard components | Earthquake | Peak Ground Acceleration (g) | 0.53954
0.8 | E5.2a | Cable | Distribution circuit with unanchored/standard components | Earthquake | Peak Ground Acceleration (g) | 0.56866
0.85 | E5.2a | Cable | Distribution circuit with unanchored/standard components | Earthquake | Peak Ground Acceleration (g) | 0.59489
0.9 | E5.2a | Cable | Distribution circuit with unanchored/standard components | Earthquake | Peak Ground Acceleration (g) | 0.6184
0.95 | E5.2a | Cable | Distribution circuit with unanchored/standard components | Earthquake | Peak Ground Acceleration (g) | 0.63939
1 | E5.2a | Cable | Distribution circuit with unanchored/standard components | Earthquake | Peak Ground Acceleration (g) | 0.65807
1.05 | E5.2a | Cable | Distribution circuit with unanchored/standard components | Earthquake | Peak Ground Acceleration (g) | 0.67464
1.1 | E5.2a | Cable | Distribution circuit with unanchored/standard components | Earthquake | Peak Ground Acceleration (g) | 0.68932
1.15 | E5.2a | Cable | Distribution circuit with unanchored/standard components | Earthquake | Peak Ground Acceleration (g) | 0.70229
1.2 | E5.2a | Cable | Distribution circuit with unanchored/standard components | Earthquake | Peak Ground Acceleration (g) | 0.71375
1.25 | E5.2a | Cable | Distribution circuit with unanchored/standard components | Earthquake | Peak Ground Acceleration (g) | 0.72385
1.3 | E5.2a | Cable | Distribution circuit with unanchored/standard components | Earthquake | Peak Ground Acceleration (g) | 0.73276
1.35 | E5.2a | Cable | Distribution circuit with unanchored/standard components | Earthquake | Peak Ground Acceleration (g) | 0.7406
1.4 | E5.2a | Cable | Distribution circuit with unanchored/standard components | Earthquake | Peak Ground Acceleration (g) | 0.74751
1.45 | E5.2a | Cable | Distribution circuit with unanchored/standard components | Earthquake | Peak Ground Acceleration (g) | 0.7536
1.5 | E5.2a | Cable | Distribution circuit with unanchored/standard components | Earthquake | Peak Ground Acceleration (g) | 0.75896
1.55 | E5.2a | Cable | Distribution circuit with unanchored/standard components | Earthquake | Peak Ground Acceleration (g) | 0.76368
1.6 | E5.2a | Cable | Distribution circuit with unanchored/standard components | Earthquake | Peak Ground Acceleration (g) | 0.76783
1.65 | E5.2a | Cable | Distribution circuit with unanchored/standard components | Earthquake | Peak Ground Acceleration (g) | 0.77149
1.7 | E5.2a | Cable | Distribution circuit with unanchored/standard components | Earthquake | Peak Ground Acceleration (g) | 0.77472
1.75 | E5.2a | Cable | Distribution circuit with unanchored/standard components | Earthquake | Peak Ground Acceleration (g) | 0.77757
1.8 | E5.2a | Cable | Distribution circuit with unanchored/standard components | Earthquake | Peak Ground Acceleration (g) | 0.78008
1.85 | E5.2a | Cable | Distribution circuit with unanchored/standard components | Earthquake | Peak Ground Acceleration (g) | 0.7823
1.9 | E5.2a | Cable | Distribution circuit with unanchored/standard components | Earthquake | Peak Ground Acceleration (g) | 0.78426
1.95 | E5.2a | Cable | Distribution circuit with unanchored/standard components | Earthquake | Peak Ground Acceleration (g) | 0.78599
2 | E5.2a | Cable | Distribution circuit with unanchored/standard components | Earthquake | Peak Ground Acceleration (g) | 0.78752
2.05 | E5.2a | Cable | Distribution circuit with unanchored/standard components | Earthquake | Peak Ground Acceleration (g) | 0.78888
2.1 | E5.2a | Cable | Distribution circuit with unanchored/standard components | Earthquake | Peak Ground Acceleration (g) | 0.79008
2.15 | E5.2a | Cable | Distribution circuit with unanchored/standard components | Earthquake | Peak Ground Acceleration (g) | 0.79114
2.2 | E5.2a | Cable | Distribution circuit with unanchored/standard components | Earthquake | Peak Ground Acceleration (g) | 0.79209
2.25 | E5.2a | Cable | Distribution circuit with unanchored/standard components | Earthquake | Peak Ground Acceleration (g) | 0.79293
2.3 | E5.2a | Cable | Distribution circuit with unanchored/standard components | Earthquake | Peak Ground Acceleration (g) | 0.79367
2.35 | E5.2a | Cable | Distribution circuit with unanchored/standard components | Earthquake | Peak Ground Acceleration (g) | 0.79433
2.4 | E5.2a | Cable | Distribution circuit with unanchored/standard components | Earthquake | Peak Ground Acceleration (g) | 0.79492
2.45 | E5.2a | Cable | Distribution circuit with unanchored/standard components | Earthquake | Peak Ground Acceleration (g) | 0.79545
2.5 | E5.2a | Cable | Distribution circuit with unanchored/standard components | Earthquake | Peak Ground Acceleration (g) | 0.79591
2.55 | E5.2a | Cable | Distribution circuit with unanchored/standard components | Earthquake | Peak Ground Acceleration (g) | 0.79633
2.6 | E5.2a | Cable | Distribution circuit with unanchored/standard components | Earthquake | Peak Ground Acceleration (g) | 0.7967
2.65 | E5.2a | Cable | Distribution circuit with unanchored/standard components | Earthquake | Peak Ground Acceleration (g) | 0.79703
2.7 | E5.2a | Cable | Distribution circuit with unanchored/standard components | Earthquake | Peak Ground Acceleration (g) | 0.79733
2.75 | E5.2a | Cable | Distribution circuit with unanchored/standard components | Earthquake | Peak Ground Acceleration (g) | 0.79759
2.8 | E5.2a | Cable | Distribution circuit with unanchored/standard components | Earthquake | Peak Ground Acceleration (g) | 0.79783
2.85 | E5.2a | Cable | Distribution circuit with unanchored/standard components | Earthquake | Peak Ground Acceleration (g) | 0.79804
2.9 | E5.2a | Cable | Distribution circuit with unanchored/standard components | Earthquake | Peak Ground Acceleration (g) | 0.79823
2.95 | E5.2a | Cable | Distribution circuit with unanchored/standard components | Earthquake | Peak Ground Acceleration (g) | 0.7984
3 | E5.2a | Cable | Distribution circuit with unanchored/standard components | Earthquake | Peak Ground Acceleration (g) | 0.79856
3.05 | E5.2a | Cable | Distribution circuit with unanchored/standard components | Earthquake | Peak Ground Acceleration (g) | 0.7987
3.1 | E5.2a | Cable | Distribution circuit with unanchored/standard components | Earthquake | Peak Ground Acceleration (g) | 0.79882
3.15 | E5.2a | Cable | Distribution circuit with unanchored/standard components | Earthquake | Peak Ground Acceleration (g) | 0.79893
3.2 | E5.2a | Cable | Distribution circuit with unanchored/standard components | Earthquake | Peak Ground Acceleration (g) | 0.79903
3.25 | E5.2a | Cable | Distribution circuit with unanchored/standard components | Earthquake | Peak Ground Acceleration (g) | 0.79912
3.3 | E5.2a | Cable | Distribution circuit with unanchored/standard components | Earthquake | Peak Ground Acceleration (g) | 0.7992
3.35 | E5.2a | Cable | Distribution circuit with unanchored/standard components | Earthquake | Peak Ground Acceleration (g) | 0.79928
3.4 | E5.2a | Cable | Distribution circuit with unanchored/standard components | Earthquake | Peak Ground Acceleration (g) | 0.79934
3.45 | E5.2a | Cable | Distribution circuit with unanchored/standard components | Earthquake | Peak Ground Acceleration (g) | 0.7994
3.5 | E5.2a | Cable | Distribution circuit with unanchored/standard components | Earthquake | Peak Ground Acceleration (g) | 0.79946
3.55 | E5.2a | Cable | Distribution circuit with unanchored/standard components | Earthquake | Peak Ground Acceleration (g) | 0.7995
3.6 | E5.2a | Cable | Distribution circuit with unanchored/standard components | Earthquake | Peak Ground Acceleration (g) | 0.79955
3.65 | E5.2a | Cable | Distribution circuit with unanchored/standard components | Earthquake | Peak Ground Acceleration (g) | 0.79959
3.7 | E5.2a | Cable | Distribution circuit with unanchored/standard components | Earthquake | Peak Ground Acceleration (g) | 0.79962
3.75 | E5.2a | Cable | Distribution circuit with unanchored/standard components | Earthquake | Peak Ground Acceleration (g) | 0.79966
3.8 | E5.2a | Cable | Distribution circuit with unanchored/standard components | Earthquake | Peak Ground Acceleration (g) | 0.79969
3.85 | E5.2a | Cable | Distribution circuit with unanchored/standard components | Earthquake | Peak Ground Acceleration (g) | 0.79971
3.9 | E5.2a | Cable | Distribution circuit with unanchored/standard components | Earthquake | Peak Ground Acceleration (g) | 0.79974
3.95 | E5.2a | Cable | Distribution circuit with unanchored/standard components | Earthquake | Peak Ground Acceleration (g) | 0.79976
4 | E5.2a | Cable | Distribution circuit with unanchored/standard components | Earthquake | Peak Ground Acceleration (g) | 0.79978
0 | E5.2b | Cable | Distribution circuit with unanchored/standard components | Earthquake | Peak Ground Acceleration (g) | 0
0.05 | E5.2b | Cable | Distribution circuit with unanchored/standard components | Earthquake | Peak Ground Acceleration (g) | 0.019735
0.1 | E5.2b | Cable | Distribution circuit with unanchored/standard components | Earthquake | Peak Ground Acceleration (g) | 0.097513
0.15 | E5.2b | Cable | Distribution circuit with unanchored/standard components | Earthquake | Peak Ground Acceleration (g) | 0.18711
0.2 | E5.2b | Cable | Distribution circuit with unanchored/standard components | Earthquake | Peak Ground Acceleration (g) | 0.26724
0.25 | E5.2b | Cable | Distribution circuit with unanchored/standard components | Earthquake | Peak Ground Acceleration (g) | 0.33961
0.3 | E5.2b | Cable | Distribution circuit with unanchored/standard components | Earthquake | Peak Ground Acceleration (g) | 0.40703
0.35 | E5.2b | Cable | Distribution circuit with unanchored/standard components | Earthquake | Peak Ground Acceleration (g) | 0.47058
0.4 | E5.2b | Cable | Distribution circuit with unanchored/standard components | Earthquake | Peak Ground Acceleration (g) | 0.53019
0.45 | E5.2b | Cable | Distribution circuit with unanchored/standard components | Earthquake | Peak Ground Acceleration (g) | 0.58539
0.5 | E5.2b | Cable | Distribution circuit with unanchored/standard components | Earthquake | Peak Ground Acceleration (g) | 0.6358
0.55 | E5.2b | Cable | Distribution circuit with unanchored/standard components | Earthquake | Peak Ground Acceleration (g) | 0.68124
0.6 | E5.2b | Cable | Distribution circuit with unanchored/standard components | Earthquake | Peak Ground Acceleration (g) | 0.72178
0.65 | E5.2b | Cable | Distribution circuit with unanchored/standard components | Earthquake | Peak Ground Acceleration (g) | 0.75764
0.7 | E5.2b | Cable | Distribution circuit with unanchored/standard components | Earthquake | Peak Ground Acceleration (g) | 0.78916
0.75 | E5.2b | Cable | Distribution circuit with unanchored/standard components | Earthquake | Peak Ground Acceleration (g) | 0.81673
0.8 | E5.2b | Cable | Distribution circuit with unanchored/standard components | Earthquake | Peak Ground Acceleration (g) | 0.84076
0.85 | E5.2b | Cable | Distribution circuit with unanchored/standard components | Earthquake | Peak Ground Acceleration (g) | 0.86165
0.9 | E5.2b | Cable | Distribution circuit with unanchored/standard components | Earthquake | Peak Ground Acceleration (g) | 0.87977
0.95 | E5.2b | Cable | Distribution circuit with unanchored/standard components | Earthquake | Peak Ground Acceleration (g) | 0.89548
1 | E5.2b | Cable | Distribution circuit with unanchored/standard components | Earthquake | Peak Ground Acceleration (g) | 0.90908
1.05 | E5.2b | Cable | Distribution circuit with unanchored/standard components | Earthquake | Peak Ground Acceleration (g) | 0.92086
1.1 | E5.2b | Cable | Distribution circuit with unanchored/standard components | Earthquake | Peak Ground Acceleration (g) | 0.93106
1.15 | E5.2b | Cable | Distribution circuit with unanchored/standard components | Earthquake | Peak Ground Acceleration (g) | 0.93989
1.2 | E5.2b | Cable | Distribution circuit with unanchored/standard components | Earthquake | Peak Ground Acceleration (g) | 0.94754
1.25 | E5.2b | Cable | Distribution circuit with unanchored/standard components | Earthquake | Peak Ground Acceleration (g) | 0.95418
1.3 | E5.2b | Cable | Distribution circuit with unanchored/standard components | Earthquake | Peak Ground Acceleration (g) | 0.95993
1.35 | E5.2b | Cable | Distribution circuit with unanchored/standard components | Earthquake | Peak Ground Acceleration (g) | 0.96493
1.4 | E5.2b | Cable | Distribution circuit with unanchored/standard components | Earthquake | Peak Ground Acceleration (g) | 0.96927
1.45 | E5.2b | Cable | Distribution circuit with unanchored/standard components | Earthquake | Peak Ground Acceleration (g) | 0.97304
1.5 | E5.2b | Cable | Distribution circuit with unanchored/standard components | Earthquake | Peak Ground Acceleration (g) | 0.97633
1.55 | E5.2b | Cable | Distribution circuit with unanchored/standard components | Earthquake | Peak Ground Acceleration (g) | 0.97919
1.6 | E5.2b | Cable | Distribution circuit with unanchored/standard components | Earthquake | Peak Ground Acceleration (g) | 0.98169
1.65 | E5.2b | Cable | Distribution circuit with unanchored/standard components | Earthquake | Peak Ground Acceleration (g) | 0.98387
1.7 | E5.2b | Cable | Distribution circuit with unanchored/standard components | Earthquake | Peak Ground Acceleration (g) | 0.98578
1.75 | E5.2b | Cable | Distribution circuit with unanchored/standard components | Earthquake | Peak Ground Acceleration (g) | 0.98744
1.8 | E5.2b | Cable | Distribution circuit with unanchored/standard components | Earthquake | Peak Ground Acceleration (g) | 0.9889
1.85 | E5.2b | Cable | Distribution circuit with unanchored/standard components | Earthquake | Peak Ground Acceleration (g) | 0.99019
1.9 | E5.2b | Cable | Distribution circuit with unanchored/standard components | Earthquake | Peak Ground Acceleration (g) | 0.99131
1.95 | E5.2b | Cable | Distribution circuit with unanchored/standard components | Earthquake | Peak Ground Acceleration (g) | 0.9923
2 | E5.2b | Cable | Distribution circuit with unanchored/standard components | Earthquake | Peak Ground Acceleration (g) | 0.99316
2.05 | E5.2b | Cable | Distribution circuit with unanchored/standard components | Earthquake | Peak Ground Acceleration (g) | 0.99393
2.1 | E5.2b | Cable | Distribution circuit with unanchored/standard components | Earthquake | Peak Ground Acceleration (g) | 0.9946
2.15 | E5.2b | Cable | Distribution circuit with unanchored/standard components | Earthquake | Peak Ground Acceleration (g) | 0.9952
2.2 | E5.2b | Cable | Distribution circuit with unanchored/standard components | Earthquake | Peak Ground Acceleration (g) | 0.99572
2.25 | E5.2b | Cable | Distribution circuit with unanchored/standard components | Earthquake | Peak Ground Acceleration (g) | 0.99619
2.3 | E5.2b | Cable | Distribution circuit with unanchored/standard components | Earthquake | Peak Ground Acceleration (g) | 0.9966
2.35 | E5.2b | Cable | Distribution circuit with unanchored/standard components | Earthquake | Peak Ground Acceleration (g) | 0.99696
2.4 | E5.2b | Cable | Distribution circuit with unanchored/standard components | Earthquake | Peak Ground Acceleration (g) | 0.99728
2.45 | E5.2b | Cable | Distribution circuit with unanchored/standard components | Earthquake | Peak Ground Acceleration (g) | 0.99757
2.5 | E5.2b | Cable | Distribution circuit with unanchored/standard components | Earthquake | Peak Ground Acceleration (g) | 0.99782
2.55 | E5.2b | Cable | Distribution circuit with unanchored/standard components | Earthquake | Peak Ground Acceleration (g) | 0.99805
2.6 | E5.2b | Cable | Distribution circuit with unanchored/standard components | Earthquake | Peak Ground Acceleration (g) | 0.99825
2.65 | E5.2b | Cable | Distribution circuit with unanchored/standard components | Earthquake | Peak Ground Acceleration (g) | 0.99843
2.7 | E5.2b | Cable | Distribution circuit with unanchored/standard components | Earthquake | Peak Ground Acceleration (g) | 0.99859
2.75 | E5.2b | Cable | Distribution circuit with unanchored/standard components | Earthquake | Peak Ground Acceleration (g) | 0.99873
2.8 | E5.2b | Cable | Distribution circuit with unanchored/standard components | Earthquake | Peak Ground Acceleration (g) | 0.99886
2.85 | E5.2b | Cable | Distribution circuit with unanchored/standard components | Earthquake | Peak Ground Acceleration (g) | 0.99897
2.9 | E5.2b | Cable | Distribution circuit with unanchored/standard components | Earthquake | Peak Ground Acceleration (g) | 0.99907
2.95 | E5.2b | Cable | Distribution circuit with unanchored/standard components | Earthquake | Peak Ground Acceleration (g) | 0.99916
3 | E5.2b | Cable | Distribution circuit with unanchored/standard components | Earthquake | Peak Ground Acceleration (g) | 0.99924
3.05 | E5.2b | Cable | Distribution circuit with unanchored/standard components | Earthquake | Peak Ground Acceleration (g) | 0.99932
3.1 | E5.2b | Cable | Distribution circuit with unanchored/standard components | Earthquake | Peak Ground Acceleration (g) | 0.99938
3.15 | E5.2b | Cable | Distribution circuit with unanchored/standard components | Earthquake | Peak Ground Acceleration (g) | 0.99944
3.2 | E5.2b | Cable | Distribution circuit with unanchored/standard components | Earthquake | Peak Ground Acceleration (g) | 0.99949
3.25 | E5.2b | Cable | Distribution circuit with unanchored/standard components | Earthquake | Peak Ground Acceleration (g) | 0.99954
3.3 | E5.2b | Cable | Distribution circuit with unanchored/standard components | Earthquake | Peak Ground Acceleration (g) | 0.99959
3.35 | E5.2b | Cable | Distribution circuit with unanchored/standard components | Earthquake | Peak Ground Acceleration (g) | 0.99962
3.4 | E5.2b | Cable | Distribution circuit with unanchored/standard components | Earthquake | Peak Ground Acceleration (g) | 0.99966
3.45 | E5.2b | Cable | Distribution circuit with unanchored/standard components | Earthquake | Peak Ground Acceleration (g) | 0.99969
3.5 | E5.2b | Cable | Distribution circuit with unanchored/standard components | Earthquake | Peak Ground Acceleration (g) | 0.99972
3.55 | E5.2b | Cable | Distribution circuit with unanchored/standard components | Earthquake | Peak Ground Acceleration (g) | 0.99974
3.6 | E5.2b | Cable | Distribution circuit with unanchored/standard components | Earthquake | Peak Ground Acceleration (g) | 0.99977
3.65 | E5.2b | Cable | Distribution circuit with unanchored/standard components | Earthquake | Peak Ground Acceleration (g) | 0.99979
3.7 | E5.2b | Cable | Distribution circuit with unanchored/standard components | Earthquake | Peak Ground Acceleration (g) | 0.99981
3.75 | E5.2b | Cable | Distribution circuit with unanchored/standard components | Earthquake | Peak Ground Acceleration (g) | 0.99982
3.8 | E5.2b | Cable | Distribution circuit with unanchored/standard components | Earthquake | Peak Ground Acceleration (g) | 0.99984
3.85 | E5.2b | Cable | Distribution circuit with unanchored/standard components | Earthquake | Peak Ground Acceleration (g) | 0.99985
3.9 | E5.2b | Cable | Distribution circuit with unanchored/standard components | Earthquake | Peak Ground Acceleration (g) | 0.99987
3.95 | E5.2b | Cable | Distribution circuit with unanchored/standard components | Earthquake | Peak Ground Acceleration (g) | 0.99988
4 | E5.2b | Cable | Distribution circuit with unanchored/standard components | Earthquake | Peak Ground Acceleration (g) | 0.99989
0 | E6.1 | Power lines | Distribution circuit with seismic/anchored | Earthquake | Peak Ground Acceleration (g) | 0
0.05 | E6.1 | Power lines | Distribution circuit with seismic/anchored | Earthquake | Peak Ground Acceleration (g) | 2.3315e-10
0.1 | E6.1 | Power lines | Distribution circuit with seismic/anchored | Earthquake | Peak Ground Acceleration (g) | 1.4975e-05
0.15 | E6.1 | Power lines | Distribution circuit with seismic/anchored | Earthquake | Peak Ground Acceleration (g) | 0.00093701
0.2 | E6.1 | Power lines | Distribution circuit with seismic/anchored | Earthquake | Peak Ground Acceleration (g) | 0.0065775
0.25 | E6.1 | Power lines | Distribution circuit with seismic/anchored | Earthquake | Peak Ground Acceleration (g) | 0.018579
0.3 | E6.1 | Power lines | Distribution circuit with seismic/anchored | Earthquake | Peak Ground Acceleration (g) | 0.037063
0.35 | E6.1 | Power lines | Distribution circuit with seismic/anchored | Earthquake | Peak Ground Acceleration (g) | 0.063793
0.4 | E6.1 | Power lines | Distribution circuit with seismic/anchored | Earthquake | Peak Ground Acceleration (g) | 0.094158
0.45 | E6.1 | Power lines | Distribution circuit with seismic/anchored | Earthquake | Peak Ground Acceleration (g) | 0.11975
0.5 | E6.1 | Power lines | Distribution circuit with seismic/anchored | Earthquake | Peak Ground Acceleration (g) | 0.13883
0.55 | E6.1 | Power lines | Distribution circuit with seismic/anchored | Earthquake | Peak Ground Acceleration (g) | 0.16015
0.6 | E6.1 | Power lines | Distribution circuit with seismic/anchored | Earthquake | Peak Ground Acceleration (g) | 0.19804
0.65 | E6.1 | Power lines | Distribution circuit with seismic/anchored | Earthquake | Peak Ground Acceleration (g) | 0.26065
0.7 | E6.1 | Power lines | Distribution circuit with seismic/anchored | Earthquake | Peak Ground Acceleration (g) | 0.34169
0.75 | E6.1 | Power lines | Distribution circuit with seismic/anchored | Earthquake | Peak Ground Acceleration (g) | 0.42529
0.8 | E6.1 | Power lines | Distribution circuit with seismic/anchored | Earthquake | Peak Ground Acceleration (g) | 0.49817
0.85 | E6.1 | Power lines | Distribution circuit with seismic/anchored | Earthquake | Peak Ground Acceleration (g) | 0.55671
0.9 | E6.1 | Power lines | Distribution circuit with seismic/anchored | Earthquake | Peak Ground Acceleration (g) | 0.6054
0.95 | E6.1 | Power lines | Distribution circuit with seismic/anchored | Earthquake | Peak Ground Acceleration (g) | 0.65114
1 | E6.1 | Power lines | Distribution circuit with seismic/anchored | Earthquake | Peak Ground Acceleration (g) | 0.69862
1.05 | E6.1 | Power lines | Distribution circuit with seismic/anchored | Earthquake | Peak Ground Acceleration (g) | 0.74862
1.1 | E6.1 | Power lines | Distribution circuit with seismic/anchored | Earthquake | Peak Ground Acceleration (g) | 0.79894
1.15 | E6.1 | Power lines | Distribution circuit with seismic/anchored | Earthquake | Peak Ground Acceleration (g) | 0.8462
1.2 | E6.1 | Power lines | Distribution circuit with seismic/anchored | Earthquake | Peak Ground Acceleration (g) | 0.88748
1.25 | E6.1 | Power lines | Distribution circuit with seismic/anchored | Earthquake | Peak Ground Acceleration (g) | 0.92113
1.3 | E6.1 | Power lines | Distribution circuit with seismic/anchored | Earthquake | Peak Ground Acceleration (g) | 0.9469
1.35 | E6.1 | Power lines | Distribution circuit with seismic/anchored | Earthquake | Peak Ground Acceleration (g) | 0.96556
1.4 | E6.1 | Power lines | Distribution circuit with seismic/anchored | Earthquake | Peak Ground Acceleration (g) | 0.97842
1.45 | E6.1 | Power lines | Distribution circuit with seismic/anchored | Earthquake | Peak Ground Acceleration (g) | 0.9869
1.5 | E6.1 | Power lines | Distribution circuit with seismic/anchored | Earthquake | Peak Ground Acceleration (g) | 0.99227
1.55 | E6.1 | Power lines | Distribution circuit with seismic/anchored | Earthquake | Peak Ground Acceleration (g) | 0.99555
1.6 | E6.1 | Power lines | Distribution circuit with seismic/anchored | Earthquake | Peak Ground Acceleration (g) | 0.9975
1.65 | E6.1 | Power lines | Distribution circuit with seismic/anchored | Earthquake | Peak Ground Acceleration (g) | 0.99863
1.7 | E6.1 | Power lines | Distribution circuit with seismic/anchored | Earthquake | Peak Ground Acceleration (g) | 0.99926
1.75 | E6.1 | Power lines | Distribution circuit with seismic/anchored | Earthquake | Peak Ground Acceleration (g) | 0.99961
1.8 | E6.1 | Power lines | Distribution circuit with seismic/anchored | Earthquake | Peak Ground Acceleration (g) | 0.99979
1.85 | E6.1 | Power lines | Distribution circuit with seismic/anchored | Earthquake | Peak Ground Acceleration (g) | 0.99989
1.9 | E6.1 | Power lines | Distribution circuit with seismic/anchored | Earthquake | Peak Ground Acceleration (g) | 0.99995
1.95 | E6.1 | Power lines | Distribution circuit with seismic/anchored | Earthquake | Peak Ground Acceleration (g) | 0.99997
2 | E6.1 | Power lines | Distribution circuit with seismic/anchored | Earthquake | Peak Ground Acceleration (g) | 0.99999
2.05 | E6.1 | Power lines | Distribution circuit with seismic/anchored | Earthquake | Peak Ground Acceleration (g) | 0.99999
2.1 | E6.1 | Power lines | Distribution circuit with seismic/anchored | Earthquake | Peak Ground Acceleration (g) | 1
2.15 | E6.1 | Power lines | Distribution circuit with seismic/anchored | Earthquake | Peak Ground Acceleration (g) | 1
2.2 | E6.1 | Power lines | Distribution circuit with seismic/anchored | Earthquake | Peak Ground Acceleration (g) | 1
2.25 | E6.1 | Power lines | Distribution circuit with seismic/anchored | Earthquake | Peak Ground Acceleration (g) | 1
2.3 | E6.1 | Power lines | Distribution circuit with seismic/anchored | Earthquake | Peak Ground Acceleration (g) | 1
2.35 | E6.1 | Power lines | Distribution circuit with seismic/anchored | Earthquake | Peak Ground Acceleration (g) | 1
2.4 | E6.1 | Power lines | Distribution circuit with seismic/anchored | Earthquake | Peak Ground Acceleration (g) | 1
2.45 | E6.1 | Power lines | Distribution circuit with seismic/anchored | Earthquake | Peak Ground Acceleration (g) | 1
2.5 | E6.1 | Power lines | Distribution circuit with seismic/anchored | Earthquake | Peak Ground Acceleration (g) | 1
2.55 | E6.1 | Power lines | Distribution circuit with seismic/anchored | Earthquake | Peak Ground Acceleration (g) | 1
2.6 | E6.1 | Power lines | Distribution circuit with seismic/anchored | Earthquake | Peak Ground Acceleration (g) | 1
2.65 | E6.1 | Power lines | Distribution circuit with seismic/anchored | Earthquake | Peak Ground Acceleration (g) | 1
2.7 | E6.1 | Power lines | Distribution circuit with seismic/anchored | Earthquake | Peak Ground Acceleration (g) | 1
2.75 | E6.1 | Power lines | Distribution circuit with seismic/anchored | Earthquake | Peak Ground Acceleration (g) | 1
2.8 | E6.1 | Power lines | Distribution circuit with seismic/anchored | Earthquake | Peak Ground Acceleration (g) | 1
2.85 | E6.1 | Power lines | Distribution circuit with seismic/anchored | Earthquake | Peak Ground Acceleration (g) | 1
2.9 | E6.1 | Power lines | Distribution circuit with seismic/anchored | Earthquake | Peak Ground Acceleration (g) | 1
2.95 | E6.1 | Power lines | Distribution circuit with seismic/anchored | Earthquake | Peak Ground Acceleration (g) | 1
3 | E6.1 | Power lines | Distribution circuit with seismic/anchored | Earthquake | Peak Ground Acceleration (g) | 1
3.05 | E6.1 | Power lines | Distribution circuit with seismic/anchored | Earthquake | Peak Ground Acceleration (g) | 1
3.1 | E6.1 | Power lines | Distribution circuit with seismic/anchored | Earthquake | Peak Ground Acceleration (g) | 1
3.15 | E6.1 | Power lines | Distribution circuit with seismic/anchored | Earthquake | Peak Ground Acceleration (g) | 1
3.2 | E6.1 | Power lines | Distribution circuit with seismic/anchored | Earthquake | Peak Ground Acceleration (g) | 1
3.25 | E6.1 | Power lines | Distribution circuit with seismic/anchored | Earthquake | Peak Ground Acceleration (g) | 1
3.3 | E6.1 | Power lines | Distribution circuit with seismic/anchored | Earthquake | Peak Ground Acceleration (g) | 1
3.35 | E6.1 | Power lines | Distribution circuit with seismic/anchored | Earthquake | Peak Ground Acceleration (g) | 1
3.4 | E6.1 | Power lines | Distribution circuit with seismic/anchored | Earthquake | Peak Ground Acceleration (g) | 1
3.45 | E6.1 | Power lines | Distribution circuit with seismic/anchored | Earthquake | Peak Ground Acceleration (g) | 1
3.5 | E6.1 | Power lines | Distribution circuit with seismic/anchored | Earthquake | Peak Ground Acceleration (g) | 1
3.55 | E6.1 | Power lines | Distribution circuit with seismic/anchored | Earthquake | Peak Ground Acceleration (g) | 1
3.6 | E6.1 | Power lines | Distribution circuit with seismic/anchored | Earthquake | Peak Ground Acceleration (g) | 1
3.65 | E6.1 | Power lines | Distribution circuit with seismic/anchored | Earthquake | Peak Ground Acceleration (g) | 1
3.7 | E6.1 | Power lines | Distribution circuit with seismic/anchored | Earthquake | Peak Ground Acceleration (g) | 1
3.75 | E6.1 | Power lines | Distribution circuit with seismic/anchored | Earthquake | Peak Ground Acceleration (g) | 1
3.8 | E6.1 | Power lines | Distribution circuit with seismic/anchored | Earthquake | Peak Ground Acceleration (g) | 1
3.85 | E6.1 | Power lines | Distribution circuit with seismic/anchored | Earthquake | Peak Ground Acceleration (g) | 1
3.9 | E6.1 | Power lines | Distribution circuit with seismic/anchored | Earthquake | Peak Ground Acceleration (g) | 1
3.95 | E6.1 | Power lines | Distribution circuit with seismic/anchored | Earthquake | Peak Ground Acceleration (g) | 1
4 | E6.1 | Power lines | Distribution circuit with seismic/anchored | Earthquake | Peak Ground Acceleration (g) | 1
0 | E6.1a | Power lines | Distribution circuit with seismic/anchored | Earthquake | Peak Ground Acceleration (g) | 0
0.05 | E6.1a | Power lines | Distribution circuit with seismic/anchored | Earthquake | Peak Ground Acceleration (g) | 4.6629e-11
0.1 | E6.1a | Power lines | Distribution circuit with seismic/anchored | Earthquake | Peak Ground Acceleration (g) | 2.995e-06
0.15 | E6.1a | Power lines | Distribution circuit with seismic/anchored | Earthquake | Peak Ground Acceleration (g) | 0.00018746
0.2 | E6.1a | Power lines | Distribution circuit with seismic/anchored | Earthquake | Peak Ground Acceleration (g) | 0.0013472
0.25 | E6.1a | Power lines | Distribution circuit with seismic/anchored | Earthquake | Peak Ground Acceleration (g) | 0.0048421
0.3 | E6.1a | Power lines | Distribution circuit with seismic/anchored | Earthquake | Peak Ground Acceleration (g) | 0.016432
0.35 | E6.1a | Power lines | Distribution circuit with seismic/anchored | Earthquake | Peak Ground Acceleration (g) | 0.04302
0.4 | E6.1a | Power lines | Distribution circuit with seismic/anchored | Earthquake | Peak Ground Acceleration (g) | 0.078839
0.45 | E6.1a | Power lines | Distribution circuit with seismic/anchored | Earthquake | Peak Ground Acceleration (g) | 0.11073
0.5 | E6.1a | Power lines | Distribution circuit with seismic/anchored | Earthquake | Peak Ground Acceleration (g) | 0.1331
0.55 | E6.1a | Power lines | Distribution circuit with seismic/anchored | Earthquake | Peak Ground Acceleration (g) | 0.15116
0.6 | E6.1a | Power lines | Distribution circuit with seismic/anchored | Earthquake | Peak Ground Acceleration (g) | 0.17499
0.65 | E6.1a | Power lines | Distribution circuit with seismic/anchored | Earthquake | Peak Ground Acceleration (g) | 0.21092
0.7 | E6.1a | Power lines | Distribution circuit with seismic/anchored | Earthquake | Peak Ground Acceleration (g) | 0.25652
0.75 | E6.1a | Power lines | Distribution circuit with seismic/anchored | Earthquake | Peak Ground Acceleration (g) | 0.30382
0.8 | E6.1a | Power lines | Distribution circuit with seismic/anchored | Earthquake | Peak Ground Acceleration (g) | 0.34641
0.85 | E6.1a | Power lines | Distribution circuit with seismic/anchored | Earthquake | Peak Ground Acceleration (g) | 0.38356
0.9 | E6.1a | Power lines | Distribution circuit with seismic/anchored | Earthquake | Peak Ground Acceleration (g) | 0.41908
0.95 | E6.1a | Power lines | Distribution circuit with seismic/anchored | Earthquake | Peak Ground Acceleration (g) | 0.4576
1 | E6.1a | Power lines | Distribution circuit with seismic/anchored | Earthquake | Peak Ground Acceleration (g) | 0.50147
1.05 | E6.1a | Power lines | Distribution circuit with seismic/anchored | Earthquake | Peak Ground Acceleration (g) | 0.54981
1.1 | E6.1a | Power lines | Distribution circuit with seismic/anchored | Earthquake | Peak Ground Acceleration (g) | 0.59941
1.15 | E6.1a | Power lines | Distribution circuit with seismic/anchored | Earthquake | Peak Ground Acceleration (g) | 0.64638
1.2 | E6.1a | Power lines | Distribution circuit with seismic/anchored | Earthquake | Peak Ground Acceleration (g) | 0.68754
1.25 | E6.1a | Power lines | Distribution circuit with seismic/anchored | Earthquake | Peak Ground Acceleration (g) | 0.72115
1.3 | E6.1a | Power lines | Distribution circuit with seismic/anchored | Earthquake | Peak Ground Acceleration (g) | 0.74691
1.35 | E6.1a | Power lines | Distribution circuit with seismic/anchored | Earthquake | Peak Ground Acceleration (g) | 0.76556
1.4 | E6.1a | Power lines | Distribution circuit with seismic/anchored | Earthquake | Peak Ground Acceleration (g) | 0.77842
1.45 | E6.1a | Power lines | Distribution circuit with seismic/anchored | Earthquake | Peak Ground Acceleration (g) | 0.7869
1.5 | E6.1a | Power lines | Distribution circuit with seismic/anchored | Earthquake | Peak Ground Acceleration (g) | 0.79227
1.55 | E6.1a | Power lines | Distribution circuit with seismic/anchored | Earthquake | Peak Ground Acceleration (g) | 0.79555
1.6 | E6.1a | Power lines | Distribution circuit with seismic/anchored | Earthquake | Peak Ground Acceleration (g) | 0.7975
1.65 | E6.1a | Power lines | Distribution circuit with seismic/anchored | Earthquake | Peak Ground Acceleration (g) | 0.79863
1.7 | E6.1a | Power lines | Distribution circuit with seismic/anchored | Earthquake | Peak Ground Acceleration (g) | 0.79926
1.75 | E6.1a | Power lines | Distribution circuit with seismic/anchored | Earthquake | Peak Ground Acceleration (g) | 0.79961
1.8 | E6.1a | Power lines | Distribution circuit with seismic/anchored | Earthquake | Peak Ground Acceleration (g) | 0.79979
1.85 | E6.1a | Power lines | Distribution circuit with seismic/anchored | Earthquake | Peak Ground Acceleration (g) | 0.79989
1.9 | E6.1a | Power lines | Distribution circuit with seismic/anchored | Earthquake | Peak Ground Acceleration (g) | 0.79995
1.95 | E6.1a | Power lines | Distribution circuit with seismic/anchored | Earthquake | Peak Ground Acceleration (g) | 0.79997
2 | E6.1a | Power lines | Distribution circuit with seismic/anchored | Earthquake | Peak Ground Acceleration (g) | 0.79999
2.05 | E6.1a | Power lines | Distribution circuit with seismic/anchored | Earthquake | Peak Ground Acceleration (g) | 0.79999
2.1 | E6.1a | Power lines | Distribution circuit with seismic/anchored | Earthquake | Peak Ground Acceleration (g) | 0.8
2.15 | E6.1a | Power lines | Distribution circuit with seismic/anchored | Earthquake | Peak Ground Acceleration (g) | 0.8
2.2 | E6.1a | Power lines | Distribution circuit with seismic/anchored | Earthquake | Peak Ground Acceleration (g) | 0.8
2.25 | E6.1a | Power lines | Distribution circuit with seismic/anchored | Earthquake | Peak Ground Acceleration (g) | 0.8
2.3 | E6.1a | Power lines | Distribution circuit with seismic/anchored | Earthquake | Peak Ground Acceleration (g) | 0.8
2.35 | E6.1a | Power lines | Distribution circuit with seismic/anchored | Earthquake | Peak Ground Acceleration (g) | 0.8
2.4 | E6.1a | Power lines | Distribution circuit with seismic/anchored | Earthquake | Peak Ground Acceleration (g) | 0.8
2.45 | E6.1a | Power lines | Distribution circuit with seismic/anchored | Earthquake | Peak Ground Acceleration (g) | 0.8
2.5 | E6.1a | Power lines | Distribution circuit with seismic/anchored | Earthquake | Peak Ground Acceleration (g) | 0.8
2.55 | E6.1a | Power lines | Distribution circuit with seismic/anchored | Earthquake | Peak Ground Acceleration (g) | 0.8
2.6 | E6.1a | Power lines | Distribution circuit with seismic/anchored | Earthquake | Peak Ground Acceleration (g) | 0.8
2.65 | E6.1a | Power lines | Distribution circuit with seismic/anchored | Earthquake | Peak Ground Acceleration (g) | 0.8
2.7 | E6.1a | Power lines | Distribution circuit with seismic/anchored | Earthquake | Peak Ground Acceleration (g) | 0.8
2.75 | E6.1a | Power lines | Distribution circuit with seismic/anchored | Earthquake | Peak Ground Acceleration (g) | 0.8
2.8 | E6.1a | Power lines | Distribution circuit with seismic/anchored | Earthquake | Peak Ground Acceleration (g) | 0.8
2.85 | E6.1a | Power lines | Distribution circuit with seismic/anchored | Earthquake | Peak Ground Acceleration (g) | 0.8
2.9 | E6.1a | Power lines | Distribution circuit with seismic/anchored | Earthquake | Peak Ground Acceleration (g) | 0.8
2.95 | E6.1a | Power lines | Distribution circuit with seismic/anchored | Earthquake | Peak Ground Acceleration (g) | 0.8
3 | E6.1a | Power lines | Distribution circuit with seismic/anchored | Earthquake | Peak Ground Acceleration (g) | 0.8
3.05 | E6.1a | Power lines | Distribution circuit with seismic/anchored | Earthquake | Peak Ground Acceleration (g) | 0.8
3.1 | E6.1a | Power lines | Distribution circuit with seismic/anchored | Earthquake | Peak Ground Acceleration (g) | 0.8
3.15 | E6.1a | Power lines | Distribution circuit with seismic/anchored | Earthquake | Peak Ground Acceleration (g) | 0.8
3.2 | E6.1a | Power lines | Distribution circuit with seismic/anchored | Earthquake | Peak Ground Acceleration (g) | 0.8
3.25 | E6.1a | Power lines | Distribution circuit with seismic/anchored | Earthquake | Peak Ground Acceleration (g) | 0.8
3.3 | E6.1a | Power lines | Distribution circuit with seismic/anchored | Earthquake | Peak Ground Acceleration (g) | 0.8
3.35 | E6.1a | Power lines | Distribution circuit with seismic/anchored | Earthquake | Peak Ground Acceleration (g) | 0.8
3.4 | E6.1a | Power lines | Distribution circuit with seismic/anchored | Earthquake | Peak Ground Acceleration (g) | 0.8
3.45 | E6.1a | Power lines | Distribution circuit with seismic/anchored | Earthquake | Peak Ground Acceleration (g) | 0.8
3.5 | E6.1a | Power lines | Distribution circuit with seismic/anchored | Earthquake | Peak Ground Acceleration (g) | 0.8
3.55 | E6.1a | Power lines | Distribution circuit with seismic/anchored | Earthquake | Peak Ground Acceleration (g) | 0.8
3.6 | E6.1a | Power lines | Distribution circuit with seismic/anchored | Earthquake | Peak Ground Acceleration (g) | 0.8
3.65 | E6.1a | Power lines | Distribution circuit with seismic/anchored | Earthquake | Peak Ground Acceleration (g) | 0.8
3.7 | E6.1a | Power lines | Distribution circuit with seismic/anchored | Earthquake | Peak Ground Acceleration (g) | 0.8
3.75 | E6.1a | Power lines | Distribution circuit with seismic/anchored | Earthquake | Peak Ground Acceleration (g) | 0.8
3.8 | E6.1a | Power lines | Distribution circuit with seismic/anchored | Earthquake | Peak Ground Acceleration (g) | 0.8
3.85 | E6.1a | Power lines | Distribution circuit with seismic/anchored | Earthquake | Peak Ground Acceleration (g) | 0.8
3.9 | E6.1a | Power lines | Distribution circuit with seismic/anchored | Earthquake | Peak Ground Acceleration (g) | 0.8
3.95 | E6.1a | Power lines | Distribution circuit with seismic/anchored | Earthquake | Peak Ground Acceleration (g) | 0.8
4 | E6.1a | Power lines | Distribution circuit with seismic/anchored | Earthquake | Peak Ground Acceleration (g) | 0.8
0 | E6.1b | Power lines | Distribution circuit with seismic/anchored | Earthquake | Peak Ground Acceleration (g) | 0
0.05 | E6.1b | Power lines | Distribution circuit with seismic/anchored | Earthquake | Peak Ground Acceleration (g) | 6.9944e-10
0.1 | E6.1b | Power lines | Distribution circuit with seismic/anchored | Earthquake | Peak Ground Acceleration (g) | 4.4925e-05
0.15 | E6.1b | Power lines | Distribution circuit with seismic/anchored | Earthquake | Peak Ground Acceleration (g) | 0.002811
0.2 | E6.1b | Power lines | Distribution circuit with seismic/anchored | Earthquake | Peak Ground Acceleration (g) | 0.019719
0.25 | E6.1b | Power lines | Distribution circuit with seismic/anchored | Earthquake | Peak Ground Acceleration (g) | 0.055267
0.3 | E6.1b | Power lines | Distribution circuit with seismic/anchored | Earthquake | Peak Ground Acceleration (g) | 0.10743
0.35 | E6.1b | Power lines | Distribution circuit with seismic/anchored | Earthquake | Peak Ground Acceleration (g) | 0.17877
0.4 | E6.1b | Power lines | Distribution circuit with seismic/anchored | Earthquake | Peak Ground Acceleration (g) | 0.25743
0.45 | E6.1b | Power lines | Distribution circuit with seismic/anchored | Earthquake | Peak Ground Acceleration (g) | 0.32232
0.5 | E6.1b | Power lines | Distribution circuit with seismic/anchored | Earthquake | Peak Ground Acceleration (g) | 0.36595
0.55 | E6.1b | Power lines | Distribution circuit with seismic/anchored | Earthquake | Peak Ground Acceleration (g) | 0.39877
0.6 | E6.1b | Power lines | Distribution circuit with seismic/anchored | Earthquake | Peak Ground Acceleration (g) | 0.43868
0.65 | E6.1b | Power lines | Distribution circuit with seismic/anchored | Earthquake | Peak Ground Acceleration (g) | 0.49684
0.7 | E6.1b | Power lines | Distribution circuit with seismic/anchored | Earthquake | Peak Ground Acceleration (g) | 0.56965
0.75 | E6.1b | Power lines | Distribution circuit with seismic/anchored | Earthquake | Peak Ground Acceleration (g) | 0.64368
0.8 | E6.1b | Power lines | Distribution circuit with seismic/anchored | Earthquake | Peak Ground Acceleration (g) | 0.70679
0.85 | E6.1b | Power lines | Distribution circuit with seismic/anchored | Earthquake | Peak Ground Acceleration (g) | 0.75483
0.9 | E6.1b | Power lines | Distribution circuit with seismic/anchored | Earthquake | Peak Ground Acceleration (g) | 0.79071
0.95 | E6.1b | Power lines | Distribution circuit with seismic/anchored | Earthquake | Peak Ground Acceleration (g) | 0.81992
1 | E6.1b | Power lines | Distribution circuit with seismic/anchored | Earthquake | Peak Ground Acceleration (g) | 0.84681
1.05 | E6.1b | Power lines | Distribution circuit with seismic/anchored | Earthquake | Peak Ground Acceleration (g) | 0.87327
1.1 | E6.1b | Power lines | Distribution circuit with seismic/anchored | Earthquake | Peak Ground Acceleration (g) | 0.89906
1.15 | E6.1b | Power lines | Distribution circuit with seismic/anchored | Earthquake | Peak Ground Acceleration (g) | 0.92294
1.2 | E6.1b | Power lines | Distribution circuit with seismic/anchored | Earthquake | Peak Ground Acceleration (g) | 0.94368
1.25 | E6.1b | Power lines | Distribution circuit with seismic/anchored | Earthquake | Peak Ground Acceleration (g) | 0.96054
1.3 | E6.1b | Power lines | Distribution circuit with seismic/anchored | Earthquake | Peak Ground Acceleration (g) | 0.97344
1.35 | E6.1b | Power lines | Distribution circuit with seismic/anchored | Earthquake | Peak Ground Acceleration (g) | 0.98278
1.4 | E6.1b | Power lines | Distribution circuit with seismic/anchored | Earthquake | Peak Ground Acceleration (g) | 0.98921
1.45 | E6.1b | Power lines | Distribution circuit with seismic/anchored | Earthquake | Peak Ground Acceleration (g) | 0.99345
1.5 | E6.1b | Power lines | Distribution circuit with seismic/anchored | Earthquake | Peak Ground Acceleration (g) | 0.99613
1.55 | E6.1b | Power lines | Distribution circuit with seismic/anchored | Earthquake | Peak Ground Acceleration (g) | 0.99778
1.6 | E6.1b | Power lines | Distribution circuit with seismic/anchored | Earthquake | Peak Ground Acceleration (g) | 0.99875
1.65 | E6.1b | Power lines | Distribution circuit with seismic/anchored | Earthquake | Peak Ground Acceleration (g) | 0.99931
1.7 | E6.1b | Power lines | Distribution circuit with seismic/anchored | Earthquake | Peak Ground Acceleration (g) | 0.99963
1.75 | E6.1b | Power lines | Distribution circuit with seismic/anchored | Earthquake | Peak Ground Acceleration (g) | 0.9998
1.8 | E6.1b | Power lines | Distribution circuit with seismic/anchored | Earthquake | Peak Ground Acceleration (g) | 0.9999
1.85 | E6.1b | Power lines | Distribution circuit with seismic/anchored | Earthquake | Peak Ground Acceleration (g) | 0.99995
1.9 | E6.1b | Power lines | Distribution circuit with seismic/anchored | Earthquake | Peak Ground Acceleration (g) | 0.99997
1.95 | E6.1b | Power lines | Distribution circuit with seismic/anchored | Earthquake | Peak Ground Acceleration (g) | 0.99999
2 | E6.1b | Power lines | Distribution circuit with seismic/anchored | Earthquake | Peak Ground Acceleration (g) | 0.99999
2.05 | E6.1b | Power lines | Distribution circuit with seismic/anchored | Earthquake | Peak Ground Acceleration (g) | 1
2.1 | E6.1b | Power lines | Distribution circuit with seismic/anchored | Earthquake | Peak Ground Acceleration (g) | 1
2.15 | E6.1b | Power lines | Distribution circuit with seismic/anchored | Earthquake | Peak Ground Acceleration (g) | 1
2.2 | E6.1b | Power lines | Distribution circuit with seismic/anchored | Earthquake | Peak Ground Acceleration (g) | 1
2.25 | E6.1b | Power lines | Distribution circuit with seismic/anchored | Earthquake | Peak Ground Acceleration (g) | 1
2.3 | E6.1b | Power lines | Distribution circuit with seismic/anchored | Earthquake | Peak Ground Acceleration (g) | 1
2.35 | E6.1b | Power lines | Distribution circuit with seismic/anchored | Earthquake | Peak Ground Acceleration (g) | 1
2.4 | E6.1b | Power lines | Distribution circuit with seismic/anchored | Earthquake | Peak Ground Acceleration (g) | 1
2.45 | E6.1b | Power lines | Distribution circuit with seismic/anchored | Earthquake | Peak Ground Acceleration (g) | 1
2.5 | E6.1b | Power lines | Distribution circuit with seismic/anchored | Earthquake | Peak Ground Acceleration (g) | 1
2.55 | E6.1b | Power lines | Distribution circuit with seismic/anchored | Earthquake | Peak Ground Acceleration (g) | 1
2.6 | E6.1b | Power lines | Distribution circuit with seismic/anchored | Earthquake | Peak Ground Acceleration (g) | 1
2.65 | E6.1b | Power lines | Distribution circuit with seismic/anchored | Earthquake | Peak Ground Acceleration (g) | 1
2.7 | E6.1b | Power lines | Distribution circuit with seismic/anchored | Earthquake | Peak Ground Acceleration (g) | 1
2.75 | E6.1b | Power lines | Distribution circuit with seismic/anchored | Earthquake | Peak Ground Acceleration (g) | 1
2.8 | E6.1b | Power lines | Distribution circuit with seismic/anchored | Earthquake | Peak Ground Acceleration (g) | 1
2.85 | E6.1b | Power lines | Distribution circuit with seismic/anchored | Earthquake | Peak Ground Acceleration (g) | 1
2.9 | E6.1b | Power lines | Distribution circuit with seismic/anchored | Earthquake | Peak Ground Acceleration (g) | 1
2.95 | E6.1b | Power lines | Distribution circuit with seismic/anchored | Earthquake | Peak Ground Acceleration (g) | 1
3 | E6.1b | Power lines | Distribution circuit with seismic/anchored | Earthquake | Peak Ground Acceleration (g) | 1
3.05 | E6.1b | Power lines | Distribution circuit with seismic/anchored | Earthquake | Peak Ground Acceleration (g) | 1
3.1 | E6.1b | Power lines | Distribution circuit with seismic/anchored | Earthquake | Peak Ground Acceleration (g) | 1
3.15 | E6.1b | Power lines | Distribution circuit with seismic/anchored | Earthquake | Peak Ground Acceleration (g) | 1
3.2 | E6.1b | Power lines | Distribution circuit with seismic/anchored | Earthquake | Peak Ground Acceleration (g) | 1
3.25 | E6.1b | Power lines | Distribution circuit with seismic/anchored | Earthquake | Peak Ground Acceleration (g) | 1
3.3 | E6.1b | Power lines | Distribution circuit with seismic/anchored | Earthquake | Peak Ground Acceleration (g) | 1
3.35 | E6.1b | Power lines | Distribution circuit with seismic/anchored | Earthquake | Peak Ground Acceleration (g) | 1
3.4 | E6.1b | Power lines | Distribution circuit with seismic/anchored | Earthquake | Peak Ground Acceleration (g) | 1
3.45 | E6.1b | Power lines | Distribution circuit with seismic/anchored | Earthquake | Peak Ground Acceleration (g) | 1
3.5 | E6.1b | Power lines | Distribution circuit with seismic/anchored | Earthquake | Peak Ground Acceleration (g) | 1
3.55 | E6.1b | Power lines | Distribution circuit with seismic/anchored | Earthquake | Peak Ground Acceleration (g) | 1
3.6 | E6.1b | Power lines | Distribution circuit with seismic/anchored | Earthquake | Peak Ground Acceleration (g) | 1
3.65 | E6.1b | Power lines | Distribution circuit with seismic/anchored | Earthquake | Peak Ground Acceleration (g) | 1
3.7 | E6.1b | Power lines | Distribution circuit with seismic/anchored | Earthquake | Peak Ground Acceleration (g) | 1
3.75 | E6.1b | Power lines | Distribution circuit with seismic/anchored | Earthquake | Peak Ground Acceleration (g) | 1
3.8 | E6.1b | Power lines | Distribution circuit with seismic/anchored | Earthquake | Peak Ground Acceleration (g) | 1
3.85 | E6.1b | Power lines | Distribution circuit with seismic/anchored | Earthquake | Peak Ground Acceleration (g) | 1
3.9 | E6.1b | Power lines | Distribution circuit with seismic/anchored | Earthquake | Peak Ground Acceleration (g) | 1
3.95 | E6.1b | Power lines | Distribution circuit with seismic/anchored | Earthquake | Peak Ground Acceleration (g) | 1
4 | E6.1b | Power lines | Distribution circuit with seismic/anchored | Earthquake | Peak Ground Acceleration (g) | 1
0 | E6.2 | Power lines | Distribution circuit with unanchored/standard components | Earthquake | Peak Ground Acceleration (g) | 0
0.05 | E6.2 | Power lines | Distribution circuit with unanchored/standard components | Earthquake | Peak Ground Acceleration (g) | 0.0066548
0.1 | E6.2 | Power lines | Distribution circuit with unanchored/standard components | Earthquake | Peak Ground Acceleration (g) | 0.034259
0.15 | E6.2 | Power lines | Distribution circuit with unanchored/standard components | Earthquake | Peak Ground Acceleration (g) | 0.070205
0.2 | E6.2 | Power lines | Distribution circuit with unanchored/standard components | Earthquake | Peak Ground Acceleration (g) | 0.11056
0.25 | E6.2 | Power lines | Distribution circuit with unanchored/standard components | Earthquake | Peak Ground Acceleration (g) | 0.15782
0.3 | E6.2 | Power lines | Distribution circuit with unanchored/standard components | Earthquake | Peak Ground Acceleration (g) | 0.21235
0.35 | E6.2 | Power lines | Distribution circuit with unanchored/standard components | Earthquake | Peak Ground Acceleration (g) | 0.27229
0.4 | E6.2 | Power lines | Distribution circuit with unanchored/standard components | Earthquake | Peak Ground Acceleration (g) | 0.33493
0.45 | E6.2 | Power lines | Distribution circuit with unanchored/standard components | Earthquake | Peak Ground Acceleration (g) | 0.3977
0.5 | E6.2 | Power lines | Distribution circuit with unanchored/standard components | Earthquake | Peak Ground Acceleration (g) | 0.45858
0.55 | E6.2 | Power lines | Distribution circuit with unanchored/standard components | Earthquake | Peak Ground Acceleration (g) | 0.51617
0.6 | E6.2 | Power lines | Distribution circuit with unanchored/standard components | Earthquake | Peak Ground Acceleration (g) | 0.56965
0.65 | E6.2 | Power lines | Distribution circuit with unanchored/standard components | Earthquake | Peak Ground Acceleration (g) | 0.6186
0.7 | E6.2 | Power lines | Distribution circuit with unanchored/standard components | Earthquake | Peak Ground Acceleration (g) | 0.66293
0.75 | E6.2 | Power lines | Distribution circuit with unanchored/standard components | Earthquake | Peak Ground Acceleration (g) | 0.70274
0.8 | E6.2 | Power lines | Distribution circuit with unanchored/standard components | Earthquake | Peak Ground Acceleration (g) | 0.73826
0.85 | E6.2 | Power lines | Distribution circuit with unanchored/standard components | Earthquake | Peak Ground Acceleration (g) | 0.7698
0.9 | E6.2 | Power lines | Distribution circuit with unanchored/standard components | Earthquake | Peak Ground Acceleration (g) | 0.79769
0.95 | E6.2 | Power lines | Distribution circuit with unanchored/standard components | Earthquake | Peak Ground Acceleration (g) | 0.8223
1 | E6.2 | Power lines | Distribution circuit with unanchored/standard components | Earthquake | Peak Ground Acceleration (g) | 0.84395
1.05 | E6.2 | Power lines | Distribution circuit with unanchored/standard components | Earthquake | Peak Ground Acceleration (g) | 0.86296
1.1 | E6.2 | Power lines | Distribution circuit with unanchored/standard components | Earthquake | Peak Ground Acceleration (g) | 0.87965
1.15 | E6.2 | Power lines | Distribution circuit with unanchored/standard components | Earthquake | Peak Ground Acceleration (g) | 0.89428
1.2 | E6.2 | Power lines | Distribution circuit with unanchored/standard components | Earthquake | Peak Ground Acceleration (g) | 0.90709
1.25 | E6.2 | Power lines | Distribution circuit with unanchored/standard components | Earthquake | Peak Ground Acceleration (g) | 0.91832
1.3 | E6.2 | Power lines | Distribution circuit with unanchored/standard components | Earthquake | Peak Ground Acceleration (g) | 0.92815
1.35 | E6.2 | Power lines | Distribution circuit with unanchored/standard components | Earthquake | Peak Ground Acceleration (g) | 0.93676
1.4 | E6.2 | Power lines | Distribution circuit with unanchored/standard components | Earthquake | Peak Ground Acceleration (g) | 0.9443
1.45 | E6.2 | Power lines | Distribution circuit with unanchored/standard components | Earthquake | Peak Ground Acceleration (g) | 0.9509
1.5 | E6.2 | Power lines | Distribution circuit with unanchored/standard components | Earthquake | Peak Ground Acceleration (g) | 0.9567
1.55 | E6.2 | Power lines | Distribution circuit with unanchored/standard components | Earthquake | Peak Ground Acceleration (g) | 0.96178
1.6 | E6.2 | Power lines | Distribution circuit with unanchored/standard components | Earthquake | Peak Ground Acceleration (g) | 0.96623
1.65 | E6.2 | Power lines | Distribution circuit with unanchored/standard components | Earthquake | Peak Ground Acceleration (g) | 0.97014
1.7 | E6.2 | Power lines | Distribution circuit with unanchored/standard components | Earthquake | Peak Ground Acceleration (g) | 0.97358
1.75 | E6.2 | Power lines | Distribution circuit with unanchored/standard components | Earthquake | Peak Ground Acceleration (g) | 0.9766
1.8 | E6.2 | Power lines | Distribution circuit with unanchored/standard components | Earthquake | Peak Ground Acceleration (g) | 0.97926
1.85 | E6.2 | Power lines | Distribution circuit with unanchored/standard components | Earthquake | Peak Ground Acceleration (g) | 0.98161
1.9 | E6.2 | Power lines | Distribution circuit with unanchored/standard components | Earthquake | Peak Ground Acceleration (g) | 0.98367
1.95 | E6.2 | Power lines | Distribution circuit with unanchored/standard components | Earthquake | Peak Ground Acceleration (g) | 0.98549
2 | E6.2 | Power lines | Distribution circuit with unanchored/standard components | Earthquake | Peak Ground Acceleration (g) | 0.98709
2.05 | E6.2 | Power lines | Distribution circuit with unanchored/standard components | Earthquake | Peak Ground Acceleration (g) | 0.98851
2.1 | E6.2 | Power lines | Distribution circuit with unanchored/standard components | Earthquake | Peak Ground Acceleration (g) | 0.98976
2.15 | E6.2 | Power lines | Distribution circuit with unanchored/standard components | Earthquake | Peak Ground Acceleration (g) | 0.99087
2.2 | E6.2 | Power lines | Distribution circuit with unanchored/standard components | Earthquake | Peak Ground Acceleration (g) | 0.99186
2.25 | E6.2 | Power lines | Distribution circuit with unanchored/standard components | Earthquake | Peak Ground Acceleration (g) | 0.99273
2.3 | E6.2 | Power lines | Distribution circuit with unanchored/standard components | Earthquake | Peak Ground Acceleration (g) | 0.9935
2.35 | E6.2 | Power lines | Distribution circuit with unanchored/standard components | Earthquake | Peak Ground Acceleration (g) | 0.99418
2.4 | E6.2 | Power lines | Distribution circuit with unanchored/standard components | Earthquake | Peak Ground Acceleration (g) | 0.99479
2.45 | E6.2 | Power lines | Distribution circuit with unanchored/standard components | Earthquake | Peak Ground Acceleration (g) | 0.99533
2.5 | E6.2 | Power lines | Distribution circuit with unanchored/standard components | Earthquake | Peak Ground Acceleration (g) | 0.99582
2.55 | E6.2 | Power lines | Distribution circuit with unanchored/standard components | Earthquake | Peak Ground Acceleration (g) | 0.99625
2.6 | E6.2 | Power lines | Distribution circuit with unanchored/standard components | Earthquake | Peak Ground Acceleration (g) | 0.99663
2.65 | E6.2 | Power lines | Distribution circuit with unanchored/standard components | Earthquake | Peak Ground Acceleration (g) | 0.99697
2.7 | E6.2 | Power lines | Distribution circuit with unanchored/standard components | Earthquake | Peak Ground Acceleration (g) | 0.99727
2.75 | E6.2 | Power lines | Distribution circuit with unanchored/standard components | Earthquake | Peak Ground Acceleration (g) | 0.99755
2.8 | E6.2 | Power lines | Distribution circuit with unanchored/standard components | Earthquake | Peak Ground Acceleration (g) | 0.99779
2.85 | E6.2 | Power lines | Distribution circuit with unanchored/standard components | Earthquake | Peak Ground Acceleration (g) | 0.99801
2.9 | E6.2 | Power lines | Distribution circuit with unanchored/standard components | Earthquake | Peak Ground Acceleration (g) | 0.9982
2.95 | E6.2 | Power lines | Distribution circuit with unanchored/standard components | Earthquake | Peak Ground Acceleration (g) | 0.99838
3 | E6.2 | Power lines | Distribution circuit with unanchored/standard components | Earthquake | Peak Ground Acceleration (g) | 0.99853
3.05 | E6.2 | Power lines | Distribution circuit with unanchored/standard components | Earthquake | Peak Ground Acceleration (g) | 0.99867
3.1 | E6.2 | Power lines | Distribution circuit with unanchored/standard components | Earthquake | Peak Ground Acceleration (g) | 0.9988
3.15 | E6.2 | Power lines | Distribution circuit with unanchored/standard components | Earthquake | Peak Ground Acceleration (g) | 0.99891
3.2 | E6.2 | Power lines | Distribution circuit with unanchored/standard components | Earthquake | Peak Ground Acceleration (g) | 0.99902
3.25 | E6.2 | Power lines | Distribution circuit with unanchored/standard components | Earthquake | Peak Ground Acceleration (g) | 0.99911
3.3 | E6.2 | Power lines | Distribution circuit with unanchored/standard components | Earthquake | Peak Ground Acceleration (g) | 0.99919
3.35 | E6.2 | Power lines | Distribution circuit with unanchored/standard components | Earthquake | Peak Ground Acceleration (g) | 0.99927
3.4 | E6.2 | Power lines | Distribution circuit with unanchored/standard components | Earthquake | Peak Ground Acceleration (g) | 0.99933
3.45 | E6.2 | Power lines | Distribution circuit with unanchored/standard components | Earthquake | Peak Ground Acceleration (g) | 0.99939
3.5 | E6.2 | Power lines | Distribution circuit with unanchored/standard components | Earthquake | Peak Ground Acceleration (g) | 0.99945
3.55 | E6.2 | Power lines | Distribution circuit with unanchored/standard components | Earthquake | Peak Ground Acceleration (g) | 0.9995
3.6 | E6.2 | Power lines | Distribution circuit with unanchored/standard components | Earthquake | Peak Ground Acceleration (g) | 0.99954
3.65 | E6.2 | Power lines | Distribution circuit with unanchored/standard components | Earthquake | Peak Ground Acceleration (g) | 0.99958
3.7 | E6.2 | Power lines | Distribution circuit with unanchored/standard components | Earthquake | Peak Ground Acceleration (g) | 0.99962
3.75 | E6.2 | Power lines | Distribution circuit with unanchored/standard components | Earthquake | Peak Ground Acceleration (g) | 0.99965
3.8 | E6.2 | Power lines | Distribution circuit with unanchored/standard components | Earthquake | Peak Ground Acceleration (g) | 0.99968
3.85 | E6.2 | Power lines | Distribution circuit with unanchored/standard components | Earthquake | Peak Ground Acceleration (g) | 0.99971
3.9 | E6.2 | Power lines | Distribution circuit with unanchored/standard components | Earthquake | Peak Ground Acceleration (g) | 0.99974
3.95 | E6.2 | Power lines | Distribution circuit with unanchored/standard components | Earthquake | Peak Ground Acceleration (g) | 0.99976
4 | E6.2 | Power lines | Distribution circuit with unanchored/standard components | Earthquake | Peak Ground Acceleration (g) | 0.99978
0 | E6.2a | Power lines | Distribution circuit with unanchored/standard components | Earthquake | Peak Ground Acceleration (g) | 0
0.05 | E6.2a | Power lines | Distribution circuit with unanchored/standard components | Earthquake | Peak Ground Acceleration (g) | 0.0018759
0.1 | E6.2a | Power lines | Distribution circuit with unanchored/standard components | Earthquake | Peak Ground Acceleration (g) | 0.017635
0.15 | E6.2a | Power lines | Distribution circuit with unanchored/standard components | Earthquake | Peak Ground Acceleration (g) | 0.048239
0.2 | E6.2a | Power lines | Distribution circuit with unanchored/standard components | Earthquake | Peak Ground Acceleration (g) | 0.085307
0.25 | E6.2a | Power lines | Distribution circuit with unanchored/standard components | Earthquake | Peak Ground Acceleration (g) | 0.12551
0.3 | E6.2a | Power lines | Distribution circuit with unanchored/standard components | Earthquake | Peak Ground Acceleration (g) | 0.16821
0.35 | E6.2a | Power lines | Distribution circuit with unanchored/standard components | Earthquake | Peak Ground Acceleration (g) | 0.21292
0.4 | E6.2a | Power lines | Distribution circuit with unanchored/standard components | Earthquake | Peak Ground Acceleration (g) | 0.2588
0.45 | E6.2a | Power lines | Distribution circuit with unanchored/standard components | Earthquake | Peak Ground Acceleration (g) | 0.30478
0.5 | E6.2a | Power lines | Distribution circuit with unanchored/standard components | Earthquake | Peak Ground Acceleration (g) | 0.34985
0.55 | E6.2a | Power lines | Distribution circuit with unanchored/standard components | Earthquake | Peak Ground Acceleration (g) | 0.39315
0.6 | E6.2a | Power lines | Distribution circuit with unanchored/standard components | Earthquake | Peak Ground Acceleration (g) | 0.43408
0.65 | E6.2a | Power lines | Distribution circuit with unanchored/standard components | Earthquake | Peak Ground Acceleration (g) | 0.47224
0.7 | E6.2a | Power lines | Distribution circuit with unanchored/standard components | Earthquake | Peak Ground Acceleration (g) | 0.50742
0.75 | E6.2a | Power lines | Distribution circuit with unanchored/standard components | Earthquake | Peak Ground Acceleration (g) | 0.53954
0.8 | E6.2a | Power lines | Distribution circuit with unanchored/standard components | Earthquake | Peak Ground Acceleration (g) | 0.56866
0.85 | E6.2a | Power lines | Distribution circuit with unanchored/standard components | Earthquake | Peak Ground Acceleration (g) | 0.59489
0.9 | E6.2a | Power lines | Distribution circuit with unanchored/standard components | Earthquake | Peak Ground Acceleration (g) | 0.6184
0.95 | E6.2a | Power lines | Distribution circuit with unanchored/standard components | Earthquake | Peak Ground Acceleration (g) | 0.63939
1 | E6.2a | Power lines | Distribution circuit with unanchored/standard components | Earthquake | Peak Ground Acceleration (g) | 0.65807
1.05 | E6.2a | Power lines | Distribution circuit with unanchored/standard components | Earthquake | Peak Ground Acceleration (g) | 0.67464
1.1 | E6.2a | Power lines | Distribution circuit with unanchored/standard components | Earthquake | Peak Ground Acceleration (g) | 0.68932
1.15 | E6.2a | Power lines | Distribution circuit with unanchored/standard components | Earthquake | Peak Ground Acceleration (g) | 0.70229
1.2 | E6.2a | Power lines | Distribution circuit with unanchored/standard components | Earthquake | Peak Ground Acceleration (g) | 0.71375
1.25 | E6.2a | Power lines | Distribution circuit with unanchored/standard components | Earthquake | Peak Ground Acceleration (g) | 0.72385
1.3 | E6.2a | Power lines | Distribution circuit with unanchored/standard components | Earthquake | Peak Ground Acceleration (g) | 0.73276
1.35 | E6.2a | Power lines | Distribution circuit with unanchored/standard components | Earthquake | Peak Ground Acceleration (g) | 0.7406
1.4 | E6.2a | Power lines | Distribution circuit with unanchored/standard components | Earthquake | Peak Ground Acceleration (g) | 0.74751
1.45 | E6.2a | Power lines | Distribution circuit with unanchored/standard components | Earthquake | Peak Ground Acceleration (g) | 0.7536
1.5 | E6.2a | Power lines | Distribution circuit with unanchored/standard components | Earthquake | Peak Ground Acceleration (g) | 0.75896
1.55 | E6.2a | Power lines | Distribution circuit with unanchored/standard components | Earthquake | Peak Ground Acceleration (g) | 0.76368
1.6 | E6.2a | Power lines | Distribution circuit with unanchored/standard components | Earthquake | Peak Ground Acceleration (g) | 0.76783
1.65 | E6.2a | Power lines | Distribution circuit with unanchored/standard components | Earthquake | Peak Ground Acceleration (g) | 0.77149
1.7 | E6.2a | Power lines | Distribution circuit with unanchored/standard components | Earthquake | Peak Ground Acceleration (g) | 0.77472
1.75 | E6.2a | Power lines | Distribution circuit with unanchored/standard components | Earthquake | Peak Ground Acceleration (g) | 0.77757
1.8 | E6.2a | Power lines | Distribution circuit with unanchored/standard components | Earthquake | Peak Ground Acceleration (g) | 0.78008
1.85 | E6.2a | Power lines | Distribution circuit with unanchored/standard components | Earthquake | Peak Ground Acceleration (g) | 0.7823
1.9 | E6.2a | Power lines | Distribution circuit with unanchored/standard components | Earthquake | Peak Ground Acceleration (g) | 0.78426
1.95 | E6.2a | Power lines | Distribution circuit with unanchored/standard components | Earthquake | Peak Ground Acceleration (g) | 0.78599
2 | E6.2a | Power lines | Distribution circuit with unanchored/standard components | Earthquake | Peak Ground Acceleration (g) | 0.78752
2.05 | E6.2a | Power lines | Distribution circuit with unanchored/standard components | Earthquake | Peak Ground Acceleration (g) | 0.78888
2.1 | E6.2a | Power lines | Distribution circuit with unanchored/standard components | Earthquake | Peak Ground Acceleration (g) | 0.79008
2.15 | E6.2a | Power lines | Distribution circuit with unanchored/standard components | Earthquake | Peak Ground Acceleration (g) | 0.79114
2.2 | E6.2a | Power lines | Distribution circuit with unanchored/standard components | Earthquake | Peak Ground Acceleration (g) | 0.79209
2.25 | E6.2a | Power lines | Distribution circuit with unanchored/standard components | Earthquake | Peak Ground Acceleration (g) | 0.79293
2.3 | E6.2a | Power lines | Distribution circuit with unanchored/standard components | Earthquake | Peak Ground Acceleration (g) | 0.79367
2.35 | E6.2a | Power lines | Distribution circuit with unanchored/standard components | Earthquake | Peak Ground Acceleration (g) | 0.79433
2.4 | E6.2a | Power lines | Distribution circuit with unanchored/standard components | Earthquake | Peak Ground Acceleration (g) | 0.79492
2.45 | E6.2a | Power lines | Distribution circuit with unanchored/standard components | Earthquake | Peak Ground Acceleration (g) | 0.79545
2.5 | E6.2a | Power lines | Distribution circuit with unanchored/standard components | Earthquake | Peak Ground Acceleration (g) | 0.79591
2.55 | E6.2a | Power lines | Distribution circuit with unanchored/standard components | Earthquake | Peak Ground Acceleration (g) | 0.79633
2.6 | E6.2a | Power lines | Distribution circuit with unanchored/standard components | Earthquake | Peak Ground Acceleration (g) | 0.7967
2.65 | E6.2a | Power lines | Distribution circuit with unanchored/standard components | Earthquake | Peak Ground Acceleration (g) | 0.79703
2.7 | E6.2a | Power lines | Distribution circuit with unanchored/standard components | Earthquake | Peak Ground Acceleration (g) | 0.79733
2.75 | E6.2a | Power lines | Distribution circuit with unanchored/standard components | Earthquake | Peak Ground Acceleration (g) | 0.79759
2.8 | E6.2a | Power lines | Distribution circuit with unanchored/standard components | Earthquake | Peak Ground Acceleration (g) | 0.79783
2.85 | E6.2a | Power lines | Distribution circuit with unanchored/standard components | Earthquake | Peak Ground Acceleration (g) | 0.79804
2.9 | E6.2a | Power lines | Distribution circuit with unanchored/standard components | Earthquake | Peak Ground Acceleration (g) | 0.79823
2.95 | E6.2a | Power lines | Distribution circuit with unanchored/standard components | Earthquake | Peak Ground Acceleration (g) | 0.7984
3 | E6.2a | Power lines | Distribution circuit with unanchored/standard components | Earthquake | Peak Ground Acceleration (g) | 0.79856
3.05 | E6.2a | Power lines | Distribution circuit with unanchored/standard components | Earthquake | Peak Ground Acceleration (g) | 0.7987
3.1 | E6.2a | Power lines | Distribution circuit with unanchored/standard components | Earthquake | Peak Ground Acceleration (g) | 0.79882
3.15 | E6.2a | Power lines | Distribution circuit with unanchored/standard components | Earthquake | Peak Ground Acceleration (g) | 0.79893
3.2 | E6.2a | Power lines | Distribution circuit with unanchored/standard components | Earthquake | Peak Ground Acceleration (g) | 0.79903
3.25 | E6.2a | Power lines | Distribution circuit with unanchored/standard components | Earthquake | Peak Ground Acceleration (g) | 0.79912
3.3 | E6.2a | Power lines | Distribution circuit with unanchored/standard components | Earthquake | Peak Ground Acceleration (g) | 0.7992
3.35 | E6.2a | Power lines | Distribution circuit with unanchored/standard components | Earthquake | Peak Ground Acceleration (g) | 0.79928
3.4 | E6.2a | Power lines | Distribution circuit with unanchored/standard components | Earthquake | Peak Ground Acceleration (g) | 0.79934
3.45 | E6.2a | Power lines | Distribution circuit with unanchored/standard components | Earthquake | Peak Ground Acceleration (g) | 0.7994
3.5 | E6.2a | Power lines | Distribution circuit with unanchored/standard components | Earthquake | Peak Ground Acceleration (g) | 0.79946
3.55 | E6.2a | Power lines | Distribution circuit with unanchored/standard components | Earthquake | Peak Ground Acceleration (g) | 0.7995
3.6 | E6.2a | Power lines | Distribution circuit with unanchored/standard components | Earthquake | Peak Ground Acceleration (g) | 0.79955
3.65 | E6.2a | Power lines | Distribution circuit with unanchored/standard components | Earthquake | Peak Ground Acceleration (g) | 0.79959
3.7 | E6.2a | Power lines | Distribution circuit with unanchored/standard components | Earthquake | Peak Ground Acceleration (g) | 0.79962
3.75 | E6.2a | Power lines | Distribution circuit with unanchored/standard components | Earthquake | Peak Ground Acceleration (g) | 0.79966
3.8 | E6.2a | Power lines | Distribution circuit with unanchored/standard components | Earthquake | Peak Ground Acceleration (g) | 0.79969
3.85 | E6.2a | Power lines | Distribution circuit with unanchored/standard components | Earthquake | Peak Ground Acceleration (g) | 0.79971
3.9 | E6.2a | Power lines | Distribution circuit with unanchored/standard components | Earthquake | Peak Ground Acceleration (g) | 0.79974
3.95 | E6.2a | Power lines | Distribution circuit with unanchored/standard components | Earthquake | Peak Ground Acceleration (g) | 0.79976
4 | E6.2a | Power lines | Distribution circuit with unanchored/standard components | Earthquake | Peak Ground Acceleration (g) | 0.79978
0 | E6.2b | Power lines | Distribution circuit with unanchored/standard components | Earthquake | Peak Ground Acceleration (g) | 0
0.05 | E6.2b | Power lines | Distribution circuit with unanchored/standard components | Earthquake | Peak Ground Acceleration (g) | 0.019735
0.1 | E6.2b | Power lines | Distribution circuit with unanchored/standard components | Earthquake | Peak Ground Acceleration (g) | 0.097513
0.15 | E6.2b | Power lines | Distribution circuit with unanchored/standard components | Earthquake | Peak Ground Acceleration (g) | 0.18711
0.2 | E6.2b | Power lines | Distribution circuit with unanchored/standard components | Earthquake | Peak Ground Acceleration (g) | 0.26724
0.25 | E6.2b | Power lines | Distribution circuit with unanchored/standard components | Earthquake | Peak Ground Acceleration (g) | 0.33961
0.3 | E6.2b | Power lines | Distribution circuit with unanchored/standard components | Earthquake | Peak Ground Acceleration (g) | 0.40703
0.35 | E6.2b | Power lines | Distribution circuit with unanchored/standard components | Earthquake | Peak Ground Acceleration (g) | 0.47058
0.4 | E6.2b | Power lines | Distribution circuit with unanchored/standard components | Earthquake | Peak Ground Acceleration (g) | 0.53019
0.45 | E6.2b | Power lines | Distribution circuit with unanchored/standard components | Earthquake | Peak Ground Acceleration (g) | 0.58539
0.5 | E6.2b | Power lines | Distribution circuit with unanchored/standard components | Earthquake | Peak Ground Acceleration (g) | 0.6358
0.55 | E6.2b | Power lines | Distribution circuit with unanchored/standard components | Earthquake | Peak Ground Acceleration (g) | 0.68124
0.6 | E6.2b | Power lines | Distribution circuit with unanchored/standard components | Earthquake | Peak Ground Acceleration (g) | 0.72178
0.65 | E6.2b | Power lines | Distribution circuit with unanchored/standard components | Earthquake | Peak Ground Acceleration (g) | 0.75764
0.7 | E6.2b | Power lines | Distribution circuit with unanchored/standard components | Earthquake | Peak Ground Acceleration (g) | 0.78916
0.75 | E6.2b | Power lines | Distribution circuit with unanchored/standard components | Earthquake | Peak Ground Acceleration (g) | 0.81673
0.8 | E6.2b | Power lines | Distribution circuit with unanchored/standard components | Earthquake | Peak Ground Acceleration (g) | 0.84076
0.85 | E6.2b | Power lines | Distribution circuit with unanchored/standard components | Earthquake | Peak Ground Acceleration (g) | 0.86165
0.9 | E6.2b | Power lines | Distribution circuit with unanchored/standard components | Earthquake | Peak Ground Acceleration (g) | 0.87977
0.95 | E6.2b | Power lines | Distribution circuit with unanchored/standard components | Earthquake | Peak Ground Acceleration (g) | 0.89548
1 | E6.2b | Power lines | Distribution circuit with unanchored/standard components | Earthquake | Peak Ground Acceleration (g) | 0.90908
1.05 | E6.2b | Power lines | Distribution circuit with unanchored/standard components | Earthquake | Peak Ground Acceleration (g) | 0.92086
1.1 | E6.2b | Power lines | Distribution circuit with unanchored/standard components | Earthquake | Peak Ground Acceleration (g) | 0.93106
1.15 | E6.2b | Power lines | Distribution circuit with unanchored/standard components | Earthquake | Peak Ground Acceleration (g) | 0.93989
1.2 | E6.2b | Power lines | Distribution circuit with unanchored/standard components | Earthquake | Peak Ground Acceleration (g) | 0.94754
1.25 | E6.2b | Power lines | Distribution circuit with unanchored/standard components | Earthquake | Peak Ground Acceleration (g) | 0.95418
1.3 | E6.2b | Power lines | Distribution circuit with unanchored/standard components | Earthquake | Peak Ground Acceleration (g) | 0.95993
1.35 | E6.2b | Power lines | Distribution circuit with unanchored/standard components | Earthquake | Peak Ground Acceleration (g) | 0.96493
1.4 | E6.2b | Power lines | Distribution circuit with unanchored/standard components | Earthquake | Peak Ground Acceleration (g) | 0.96927
1.45 | E6.2b | Power lines | Distribution circuit with unanchored/standard components | Earthquake | Peak Ground Acceleration (g) | 0.97304
1.5 | E6.2b | Power lines | Distribution circuit with unanchored/standard components | Earthquake | Peak Ground Acceleration (g) | 0.97633
1.55 | E6.2b | Power lines | Distribution circuit with unanchored/standard components | Earthquake | Peak Ground Acceleration (g) | 0.97919
1.6 | E6.2b | Power lines | Distribution circuit with unanchored/standard components | Earthquake | Peak Ground Acceleration (g) | 0.98169
1.65 | E6.2b | Power lines | Distribution circuit with unanchored/standard components | Earthquake | Peak Ground Acceleration (g) | 0.98387
1.7 | E6.2b | Power lines | Distribution circuit with unanchored/standard components | Earthquake | Peak Ground Acceleration (g) | 0.98578
1.75 | E6.2b | Power lines | Distribution circuit with unanchored/standard components | Earthquake | Peak Ground Acceleration (g) | 0.98744
1.8 | E6.2b | Power lines | Distribution circuit with unanchored/standard components | Earthquake | Peak Ground Acceleration (g) | 0.9889
1.85 | E6.2b | Power lines | Distribution circuit with unanchored/standard components | Earthquake | Peak Ground Acceleration (g) | 0.99019
1.9 | E6.2b | Power lines | Distribution circuit with unanchored/standard components | Earthquake | Peak Ground Acceleration (g) | 0.99131
1.95 | E6.2b | Power lines | Distribution circuit with unanchored/standard components | Earthquake | Peak Ground Acceleration (g) | 0.9923
2 | E6.2b | Power lines | Distribution circuit with unanchored/standard components | Earthquake | Peak Ground Acceleration (g) | 0.99316
2.05 | E6.2b | Power lines | Distribution circuit with unanchored/standard components | Earthquake | Peak Ground Acceleration (g) | 0.99393
2.1 | E6.2b | Power lines | Distribution circuit with unanchored/standard components | Earthquake | Peak Ground Acceleration (g) | 0.9946
2.15 | E6.2b | Power lines | Distribution circuit with unanchored/standard components | Earthquake | Peak Ground Acceleration (g) | 0.9952
2.2 | E6.2b | Power lines | Distribution circuit with unanchored/standard components | Earthquake | Peak Ground Acceleration (g) | 0.99572
2.25 | E6.2b | Power lines | Distribution circuit with unanchored/standard components | Earthquake | Peak Ground Acceleration (g) | 0.99619
2.3 | E6.2b | Power lines | Distribution circuit with unanchored/standard components | Earthquake | Peak Ground Acceleration (g) | 0.9966
2.35 | E6.2b | Power lines | Distribution circuit with unanchored/standard components | Earthquake | Peak Ground Acceleration (g) | 0.99696
2.4 | E6.2b | Power lines | Distribution circuit with unanchored/standard components | Earthquake | Peak Ground Acceleration (g) | 0.99728
2.45 | E6.2b | Power lines | Distribution circuit with unanchored/standard components | Earthquake | Peak Ground Acceleration (g) | 0.99757
2.5 | E6.2b | Power lines | Distribution circuit with unanchored/standard components | Earthquake | Peak Ground Acceleration (g) | 0.99782
2.55 | E6.2b | Power lines | Distribution circuit with unanchored/standard components | Earthquake | Peak Ground Acceleration (g) | 0.99805
2.6 | E6.2b | Power lines | Distribution circuit with unanchored/standard components | Earthquake | Peak Ground Acceleration (g) | 0.99825
2.65 | E6.2b | Power lines | Distribution circuit with unanchored/standard components | Earthquake | Peak Ground Acceleration (g) | 0.99843
2.7 | E6.2b | Power lines | Distribution circuit with unanchored/standard components | Earthquake | Peak Ground Acceleration (g) | 0.99859
2.75 | E6.2b | Power lines | Distribution circuit with unanchored/standard components | Earthquake | Peak Ground Acceleration (g) | 0.99873
2.8 | E6.2b | Power lines | Distribution circuit with unanchored/standard components | Earthquake | Peak Ground Acceleration (g) | 0.99886
2.85 | E6.2b | Power lines | Distribution circuit with unanchored/standard components | Earthquake | Peak Ground Acceleration (g) | 0.99897
2.9 | E6.2b | Power lines | Distribution circuit with unanchored/standard components | Earthquake | Peak Ground Acceleration (g) | 0.99907
2.95 | E6.2b | Power lines | Distribution circuit with unanchored/standard components | Earthquake | Peak Ground Acceleration (g) | 0.99916
3 | E6.2b | Power lines | Distribution circuit with unanchored/standard components | Earthquake | Peak Ground Acceleration (g) | 0.99924
3.05 | E6.2b | Power lines | Distribution circuit with unanchored/standard components | Earthquake | Peak Ground Acceleration (g) | 0.99932
3.1 | E6.2b | Power lines | Distribution circuit with unanchored/standard components | Earthquake | Peak Ground Acceleration (g) | 0.99938
3.15 | E6.2b | Power lines | Distribution circuit with unanchored/standard components | Earthquake | Peak Ground Acceleration (g) | 0.99944
3.2 | E6.2b | Power lines | Distribution circuit with unanchored/standard components | Earthquake | Peak Ground Acceleration (g) | 0.99949
3.25 | E6.2b | Power lines | Distribution circuit with unanchored/standard components | Earthquake | Peak Ground Acceleration (g) | 0.99954
3.3 | E6.2b | Power lines | Distribution circuit with unanchored/standard components | Earthquake | Peak Ground Acceleration (g) | 0.99959
3.35 | E6.2b | Power lines | Distribution circuit with unanchored/standard components | Earthquake | Peak Ground Acceleration (g) | 0.99962
3.4 | E6.2b | Power lines | Distribution circuit with unanchored/standard components | Earthquake | Peak Ground Acceleration (g) | 0.99966
3.45 | E6.2b | Power lines | Distribution circuit with unanchored/standard components | Earthquake | Peak Ground Acceleration (g) | 0.99969
3.5 | E6.2b | Power lines | Distribution circuit with unanchored/standard components | Earthquake | Peak Ground Acceleration (g) | 0.99972
3.55 | E6.2b | Power lines | Distribution circuit with unanchored/standard components | Earthquake | Peak Ground Acceleration (g) | 0.99974
3.6 | E6.2b | Power lines | Distribution circuit with unanchored/standard components | Earthquake | Peak Ground Acceleration (g) | 0.99977
3.65 | E6.2b | Power lines | Distribution circuit with unanchored/standard components | Earthquake | Peak Ground Acceleration (g) | 0.99979
3.7 | E6.2b | Power lines | Distribution circuit with unanchored/standard components | Earthquake | Peak Ground Acceleration (g) | 0.99981
3.75 | E6.2b | Power lines | Distribution circuit with unanchored/standard components | Earthquake | Peak Ground Acceleration (g) | 0.99982
3.8 | E6.2b | Power lines | Distribution circuit with unanchored/standard components | Earthquake | Peak Ground Acceleration (g) | 0.99984
3.85 | E6.2b | Power lines | Distribution circuit with unanchored/standard components | Earthquake | Peak Ground Acceleration (g) | 0.99985
3.9 | E6.2b | Power lines | Distribution circuit with unanchored/standard components | Earthquake | Peak Ground Acceleration (g) | 0.99987
3.95 | E6.2b | Power lines | Distribution circuit with unanchored/standard components | Earthquake | Peak Ground Acceleration (g) | 0.99988
4 | E6.2b | Power lines | Distribution circuit with unanchored/standard components | Earthquake | Peak Ground Acceleration (g) | 0.99989
0 | E8.1 | Railway | Fuel facility: Anchored components with backup power | Earthquake | Peak Ground Acceleration (g) | 0
0.05 | E8.1 | Railway | Fuel facility: Anchored components with backup power | Earthquake | Peak Ground Acceleration (g) | 0.00017496
0.1 | E8.1 | Railway | Fuel facility: Anchored components with backup power | Earthquake | Peak Ground Acceleration (g) | 0.0077315
0.15 | E8.1 | Railway | Fuel facility: Anchored components with backup power | Earthquake | Peak Ground Acceleration (g) | 0.035065
0.2 | E8.1 | Railway | Fuel facility: Anchored components with backup power | Earthquake | Peak Ground Acceleration (g) | 0.080565
0.25 | E8.1 | Railway | Fuel facility: Anchored components with backup power | Earthquake | Peak Ground Acceleration (g) | 0.13824
0.3 | E8.1 | Railway | Fuel facility: Anchored components with backup power | Earthquake | Peak Ground Acceleration (g) | 0.20269
0.35 | E8.1 | Railway | Fuel facility: Anchored components with backup power | Earthquake | Peak Ground Acceleration (g) | 0.26936
0.4 | E8.1 | Railway | Fuel facility: Anchored components with backup power | Earthquake | Peak Ground Acceleration (g) | 0.33478
0.45 | E8.1 | Railway | Fuel facility: Anchored components with backup power | Earthquake | Peak Ground Acceleration (g) | 0.39666
0.5 | E8.1 | Railway | Fuel facility: Anchored components with backup power | Earthquake | Peak Ground Acceleration (g) | 0.45381
0.55 | E8.1 | Railway | Fuel facility: Anchored components with backup power | Earthquake | Peak Ground Acceleration (g) | 0.50578
0.6 | E8.1 | Railway | Fuel facility: Anchored components with backup power | Earthquake | Peak Ground Acceleration (g) | 0.55258
0.65 | E8.1 | Railway | Fuel facility: Anchored components with backup power | Earthquake | Peak Ground Acceleration (g) | 0.59454
0.7 | E8.1 | Railway | Fuel facility: Anchored components with backup power | Earthquake | Peak Ground Acceleration (g) | 0.63206
0.75 | E8.1 | Railway | Fuel facility: Anchored components with backup power | Earthquake | Peak Ground Acceleration (g) | 0.66562
0.8 | E8.1 | Railway | Fuel facility: Anchored components with backup power | Earthquake | Peak Ground Acceleration (g) | 0.69565
0.85 | E8.1 | Railway | Fuel facility: Anchored components with backup power | Earthquake | Peak Ground Acceleration (g) | 0.72258
0.9 | E8.1 | Railway | Fuel facility: Anchored components with backup power | Earthquake | Peak Ground Acceleration (g) | 0.74676
0.95 | E8.1 | Railway | Fuel facility: Anchored components with backup power | Earthquake | Peak Ground Acceleration (g) | 0.76852
1 | E8.1 | Railway | Fuel facility: Anchored components with backup power | Earthquake | Peak Ground Acceleration (g) | 0.78814
1.05 | E8.1 | Railway | Fuel facility: Anchored components with backup power | Earthquake | Peak Ground Acceleration (g) | 0.80587
1.1 | E8.1 | Railway | Fuel facility: Anchored components with backup power | Earthquake | Peak Ground Acceleration (g) | 0.82192
1.15 | E8.1 | Railway | Fuel facility: Anchored components with backup power | Earthquake | Peak Ground Acceleration (g) | 0.83647
1.2 | E8.1 | Railway | Fuel facility: Anchored components with backup power | Earthquake | Peak Ground Acceleration (g) | 0.84968
1.25 | E8.1 | Railway | Fuel facility: Anchored components with backup power | Earthquake | Peak Ground Acceleration (g) | 0.86169
1.3 | E8.1 | Railway | Fuel facility: Anchored components with backup power | Earthquake | Peak Ground Acceleration (g) | 0.87263
1.35 | E8.1 | Railway | Fuel facility: Anchored components with backup power | Earthquake | Peak Ground Acceleration (g) | 0.88261
1.4 | E8.1 | Railway | Fuel facility: Anchored components with backup power | Earthquake | Peak Ground Acceleration (g) | 0.89171
1.45 | E8.1 | Railway | Fuel facility: Anchored components with backup power | Earthquake | Peak Ground Acceleration (g) | 0.90003
1.5 | E8.1 | Railway | Fuel facility: Anchored components with backup power | Earthquake | Peak Ground Acceleration (g) | 0.90763
1.55 | E8.1 | Railway | Fuel facility: Anchored components with backup power | Earthquake | Peak Ground Acceleration (g) | 0.9146
1.6 | E8.1 | Railway | Fuel facility: Anchored components with backup power | Earthquake | Peak Ground Acceleration (g) | 0.92098
1.65 | E8.1 | Railway | Fuel facility: Anchored components with backup power | Earthquake | Peak Ground Acceleration (g) | 0.92683
1.7 | E8.1 | Railway | Fuel facility: Anchored components with backup power | Earthquake | Peak Ground Acceleration (g) | 0.9322
1.75 | E8.1 | Railway | Fuel facility: Anchored components with backup power | Earthquake | Peak Ground Acceleration (g) | 0.93714
1.8 | E8.1 | Railway | Fuel facility: Anchored components with backup power | Earthquake | Peak Ground Acceleration (g) | 0.94168
1.85 | E8.1 | Railway | Fuel facility: Anchored components with backup power | Earthquake | Peak Ground Acceleration (g) | 0.94585
1.9 | E8.1 | Railway | Fuel facility: Anchored components with backup power | Earthquake | Peak Ground Acceleration (g) | 0.94969
1.95 | E8.1 | Railway | Fuel facility: Anchored components with backup power | Earthquake | Peak Ground Acceleration (g) | 0.95324
2 | E8.1 | Railway | Fuel facility: Anchored components with backup power | Earthquake | Peak Ground Acceleration (g) | 0.9565
2.05 | E8.1 | Railway | Fuel facility: Anchored components with backup power | Earthquake | Peak Ground Acceleration (g) | 0.95952
2.1 | E8.1 | Railway | Fuel facility: Anchored components with backup power | Earthquake | Peak Ground Acceleration (g) | 0.9623
2.15 | E8.1 | Railway | Fuel facility: Anchored components with backup power | Earthquake | Peak Ground Acceleration (g) | 0.96487
2.2 | E8.1 | Railway | Fuel facility: Anchored components with backup power | Earthquake | Peak Ground Acceleration (g) | 0.96724
2.25 | E8.1 | Railway | Fuel facility: Anchored components with backup power | Earthquake | Peak Ground Acceleration (g) | 0.96944
2.3 | E8.1 | Railway | Fuel facility: Anchored components with backup power | Earthquake | Peak Ground Acceleration (g) | 0.97148
2.35 | E8.1 | Railway | Fuel facility: Anchored components with backup power | Earthquake | Peak Ground Acceleration (g) | 0.97336
2.4 | E8.1 | Railway | Fuel facility: Anchored components with backup power | Earthquake | Peak Ground Acceleration (g) | 0.97511
2.45 | E8.1 | Railway | Fuel facility: Anchored components with backup power | Earthquake | Peak Ground Acceleration (g) | 0.97673
2.5 | E8.1 | Railway | Fuel facility: Anchored components with backup power | Earthquake | Peak Ground Acceleration (g) | 0.97824
2.55 | E8.1 | Railway | Fuel facility: Anchored components with backup power | Earthquake | Peak Ground Acceleration (g) | 0.97963
2.6 | E8.1 | Railway | Fuel facility: Anchored components with backup power | Earthquake | Peak Ground Acceleration (g) | 0.98093
2.65 | E8.1 | Railway | Fuel facility: Anchored components with backup power | Earthquake | Peak Ground Acceleration (g) | 0.98214
2.7 | E8.1 | Railway | Fuel facility: Anchored components with backup power | Earthquake | Peak Ground Acceleration (g) | 0.98326
2.75 | E8.1 | Railway | Fuel facility: Anchored components with backup power | Earthquake | Peak Ground Acceleration (g) | 0.9843
2.8 | E8.1 | Railway | Fuel facility: Anchored components with backup power | Earthquake | Peak Ground Acceleration (g) | 0.98527
2.85 | E8.1 | Railway | Fuel facility: Anchored components with backup power | Earthquake | Peak Ground Acceleration (g) | 0.98618
2.9 | E8.1 | Railway | Fuel facility: Anchored components with backup power | Earthquake | Peak Ground Acceleration (g) | 0.98702
2.95 | E8.1 | Railway | Fuel facility: Anchored components with backup power | Earthquake | Peak Ground Acceleration (g) | 0.98781
3 | E8.1 | Railway | Fuel facility: Anchored components with backup power | Earthquake | Peak Ground Acceleration (g) | 0.98854
3.05 | E8.1 | Railway | Fuel facility: Anchored components with backup power | Earthquake | Peak Ground Acceleration (g) | 0.98923
3.1 | E8.1 | Railway | Fuel facility: Anchored components with backup power | Earthquake | Peak Ground Acceleration (g) | 0.98987
3.15 | E8.1 | Railway | Fuel facility: Anchored components with backup power | Earthquake | Peak Ground Acceleration (g) | 0.99047
3.2 | E8.1 | Railway | Fuel facility: Anchored components with backup power | Earthquake | Peak Ground Acceleration (g) | 0.99103
3.25 | E8.1 | Railway | Fuel facility: Anchored components with backup power | Earthquake | Peak Ground Acceleration (g) | 0.99155
3.3 | E8.1 | Railway | Fuel facility: Anchored components with backup power | Earthquake | Peak Ground Acceleration (g) | 0.99204
3.35 | E8.1 | Railway | Fuel facility: Anchored components with backup power | Earthquake | Peak Ground Acceleration (g) | 0.99249
3.4 | E8.1 | Railway | Fuel facility: Anchored components with backup power | Earthquake | Peak Ground Acceleration (g) | 0.99292
3.45 | E8.1 | Railway | Fuel facility: Anchored components with backup power | Earthquake | Peak Ground Acceleration (g) | 0.99333
3.5 | E8.1 | Railway | Fuel facility: Anchored components with backup power | Earthquake | Peak Ground Acceleration (g) | 0.9937
3.55 | E8.1 | Railway | Fuel facility: Anchored components with backup power | Earthquake | Peak Ground Acceleration (g) | 0.99405
3.6 | E8.1 | Railway | Fuel facility: Anchored components with backup power | Earthquake | Peak Ground Acceleration (g) | 0.99439
3.65 | E8.1 | Railway | Fuel facility: Anchored components with backup power | Earthquake | Peak Ground Acceleration (g) | 0.9947
3.7 | E8.1 | Railway | Fuel facility: Anchored components with backup power | Earthquake | Peak Ground Acceleration (g) | 0.99499
3.75 | E8.1 | Railway | Fuel facility: Anchored components with backup power | Earthquake | Peak Ground Acceleration (g) | 0.99526
3.8 | E8.1 | Railway | Fuel facility: Anchored components with backup power | Earthquake | Peak Ground Acceleration (g) | 0.99552
3.85 | E8.1 | Railway | Fuel facility: Anchored components with backup power | Earthquake | Peak Ground Acceleration (g) | 0.99576
3.9 | E8.1 | Railway | Fuel facility: Anchored components with backup power | Earthquake | Peak Ground Acceleration (g) | 0.99599
3.95 | E8.1 | Railway | Fuel facility: Anchored components with backup power | Earthquake | Peak Ground Acceleration (g) | 0.9962
4 | E8.1 | Railway | Fuel facility: Anchored components with backup power | Earthquake | Peak Ground Acceleration (g) | 0.99641
0 | E8.1a | Railway | Fuel facility: Anchored components with backup power | Earthquake | Peak Ground Acceleration (g) | 0
0.05 | E8.1a | Railway | Fuel facility: Anchored components with backup power | Earthquake | Peak Ground Acceleration (g) | 1.4218e-05
0.1 | E8.1a | Railway | Fuel facility: Anchored components with backup power | Earthquake | Peak Ground Acceleration (g) | 0.00082186
0.15 | E8.1a | Railway | Fuel facility: Anchored components with backup power | Earthquake | Peak Ground Acceleration (g) | 0.0054418
0.2 | E8.1a | Railway | Fuel facility: Anchored components with backup power | Earthquake | Peak Ground Acceleration (g) | 0.017592
0.25 | E8.1a | Railway | Fuel facility: Anchored components with backup power | Earthquake | Peak Ground Acceleration (g) | 0.038988
0.3 | E8.1a | Railway | Fuel facility: Anchored components with backup power | Earthquake | Peak Ground Acceleration (g) | 0.068586
0.35 | E8.1a | Railway | Fuel facility: Anchored components with backup power | Earthquake | Peak Ground Acceleration (g) | 0.10388
0.4 | E8.1a | Railway | Fuel facility: Anchored components with backup power | Earthquake | Peak Ground Acceleration (g) | 0.14226
0.45 | E8.1a | Railway | Fuel facility: Anchored components with backup power | Earthquake | Peak Ground Acceleration (g) | 0.18164
0.5 | E8.1a | Railway | Fuel facility: Anchored components with backup power | Earthquake | Peak Ground Acceleration (g) | 0.22063
0.55 | E8.1a | Railway | Fuel facility: Anchored components with backup power | Earthquake | Peak Ground Acceleration (g) | 0.25836
0.6 | E8.1a | Railway | Fuel facility: Anchored components with backup power | Earthquake | Peak Ground Acceleration (g) | 0.29436
0.65 | E8.1a | Railway | Fuel facility: Anchored components with backup power | Earthquake | Peak Ground Acceleration (g) | 0.32841
0.7 | E8.1a | Railway | Fuel facility: Anchored components with backup power | Earthquake | Peak Ground Acceleration (g) | 0.36044
0.75 | E8.1a | Railway | Fuel facility: Anchored components with backup power | Earthquake | Peak Ground Acceleration (g) | 0.39048
0.8 | E8.1a | Railway | Fuel facility: Anchored components with backup power | Earthquake | Peak Ground Acceleration (g) | 0.41857
0.85 | E8.1a | Railway | Fuel facility: Anchored components with backup power | Earthquake | Peak Ground Acceleration (g) | 0.44481
0.9 | E8.1a | Railway | Fuel facility: Anchored components with backup power | Earthquake | Peak Ground Acceleration (g) | 0.46929
0.95 | E8.1a | Railway | Fuel facility: Anchored components with backup power | Earthquake | Peak Ground Acceleration (g) | 0.49211
1 | E8.1a | Railway | Fuel facility: Anchored components with backup power | Earthquake | Peak Ground Acceleration (g) | 0.51337
1.05 | E8.1a | Railway | Fuel facility: Anchored components with backup power | Earthquake | Peak Ground Acceleration (g) | 0.53316
1.1 | E8.1a | Railway | Fuel facility: Anchored components with backup power | Earthquake | Peak Ground Acceleration (g) | 0.55157
1.15 | E8.1a | Railway | Fuel facility: Anchored components with backup power | Earthquake | Peak Ground Acceleration (g) | 0.5687
1.2 | E8.1a | Railway | Fuel facility: Anchored components with backup power | Earthquake | Peak Ground Acceleration (g) | 0.58463
1.25 | E8.1a | Railway | Fuel facility: Anchored components with backup power | Earthquake | Peak Ground Acceleration (g) | 0.59943
1.3 | E8.1a | Railway | Fuel facility: Anchored components with backup power | Earthquake | Peak Ground Acceleration (g) | 0.61319
1.35 | E8.1a | Railway | Fuel facility: Anchored components with backup power | Earthquake | Peak Ground Acceleration (g) | 0.62597
1.4 | E8.1a | Railway | Fuel facility: Anchored components with backup power | Earthquake | Peak Ground Acceleration (g) | 0.63784
1.45 | E8.1a | Railway | Fuel facility: Anchored components with backup power | Earthquake | Peak Ground Acceleration (g) | 0.64887
1.5 | E8.1a | Railway | Fuel facility: Anchored components with backup power | Earthquake | Peak Ground Acceleration (g) | 0.65911
1.55 | E8.1a | Railway | Fuel facility: Anchored components with backup power | Earthquake | Peak Ground Acceleration (g) | 0.66862
1.6 | E8.1a | Railway | Fuel facility: Anchored components with backup power | Earthquake | Peak Ground Acceleration (g) | 0.67745
1.65 | E8.1a | Railway | Fuel facility: Anchored components with backup power | Earthquake | Peak Ground Acceleration (g) | 0.68566
1.7 | E8.1a | Railway | Fuel facility: Anchored components with backup power | Earthquake | Peak Ground Acceleration (g) | 0.69328
1.75 | E8.1a | Railway | Fuel facility: Anchored components with backup power | Earthquake | Peak Ground Acceleration (g) | 0.70036
1.8 | E8.1a | Railway | Fuel facility: Anchored components with backup power | Earthquake | Peak Ground Acceleration (g) | 0.70694
1.85 | E8.1a | Railway | Fuel facility: Anchored components with backup power | Earthquake | Peak Ground Acceleration (g) | 0.71306
1.9 | E8.1a | Railway | Fuel facility: Anchored components with backup power | Earthquake | Peak Ground Acceleration (g) | 0.71875
1.95 | E8.1a | Railway | Fuel facility: Anchored components with backup power | Earthquake | Peak Ground Acceleration (g) | 0.72403
2 | E8.1a | Railway | Fuel facility: Anchored components with backup power | Earthquake | Peak Ground Acceleration (g) | 0.72895
2.05 | E8.1a | Railway | Fuel facility: Anchored components with backup power | Earthquake | Peak Ground Acceleration (g) | 0.73352
2.1 | E8.1a | Railway | Fuel facility: Anchored components with backup power | Earthquake | Peak Ground Acceleration (g) | 0.73778
2.15 | E8.1a | Railway | Fuel facility: Anchored components with backup power | Earthquake | Peak Ground Acceleration (g) | 0.74174
2.2 | E8.1a | Railway | Fuel facility: Anchored components with backup power | Earthquake | Peak Ground Acceleration (g) | 0.74543
2.25 | E8.1a | Railway | Fuel facility: Anchored components with backup power | Earthquake | Peak Ground Acceleration (g) | 0.74887
2.3 | E8.1a | Railway | Fuel facility: Anchored components with backup power | Earthquake | Peak Ground Acceleration (g) | 0.75207
2.35 | E8.1a | Railway | Fuel facility: Anchored components with backup power | Earthquake | Peak Ground Acceleration (g) | 0.75506
2.4 | E8.1a | Railway | Fuel facility: Anchored components with backup power | Earthquake | Peak Ground Acceleration (g) | 0.75784
2.45 | E8.1a | Railway | Fuel facility: Anchored components with backup power | Earthquake | Peak Ground Acceleration (g) | 0.76043
2.5 | E8.1a | Railway | Fuel facility: Anchored components with backup power | Earthquake | Peak Ground Acceleration (g) | 0.76286
2.55 | E8.1a | Railway | Fuel facility: Anchored components with backup power | Earthquake | Peak Ground Acceleration (g) | 0.76512
2.6 | E8.1a | Railway | Fuel facility: Anchored components with backup power | Earthquake | Peak Ground Acceleration (g) | 0.76723
2.65 | E8.1a | Railway | Fuel facility: Anchored components with backup power | Earthquake | Peak Ground Acceleration (g) | 0.7692
2.7 | E8.1a | Railway | Fuel facility: Anchored components with backup power | Earthquake | Peak Ground Acceleration (g) | 0.77104
2.75 | E8.1a | Railway | Fuel facility: Anchored components with backup power | Earthquake | Peak Ground Acceleration (g) | 0.77276
2.8 | E8.1a | Railway | Fuel facility: Anchored components with backup power | Earthquake | Peak Ground Acceleration (g) | 0.77437
2.85 | E8.1a | Railway | Fuel facility: Anchored components with backup power | Earthquake | Peak Ground Acceleration (g) | 0.77588
2.9 | E8.1a | Railway | Fuel facility: Anchored components with backup power | Earthquake | Peak Ground Acceleration (g) | 0.77729
2.95 | E8.1a | Railway | Fuel facility: Anchored components with backup power | Earthquake | Peak Ground Acceleration (g) | 0.77861
3 | E8.1a | Railway | Fuel facility: Anchored components with backup power | Earthquake | Peak Ground Acceleration (g) | 0.77985
3.05 | E8.1a | Railway | Fuel facility: Anchored components with backup power | Earthquake | Peak Ground Acceleration (g) | 0.78101
3.1 | E8.1a | Railway | Fuel facility: Anchored components with backup power | Earthquake | Peak Ground Acceleration (g) | 0.78209
3.15 | E8.1a | Railway | Fuel facility: Anchored components with backup power | Earthquake | Peak Ground Acceleration (g) | 0.78311
3.2 | E8.1a | Railway | Fuel facility: Anchored components with backup power | Earthquake | Peak Ground Acceleration (g) | 0.78406
3.25 | E8.1a | Railway | Fuel facility: Anchored components with backup power | Earthquake | Peak Ground Acceleration (g) | 0.78496
3.3 | E8.1a | Railway | Fuel facility: Anchored components with backup power | Earthquake | Peak Ground Acceleration (g) | 0.7858
3.35 | E8.1a | Railway | Fuel facility: Anchored components with backup power | Earthquake | Peak Ground Acceleration (g) | 0.78659
3.4 | E8.1a | Railway | Fuel facility: Anchored components with backup power | Earthquake | Peak Ground Acceleration (g) | 0.78733
3.45 | E8.1a | Railway | Fuel facility: Anchored components with backup power | Earthquake | Peak Ground Acceleration (g) | 0.78802
3.5 | E8.1a | Railway | Fuel facility: Anchored components with backup power | Earthquake | Peak Ground Acceleration (g) | 0.78868
3.55 | E8.1a | Railway | Fuel facility: Anchored components with backup power | Earthquake | Peak Ground Acceleration (g) | 0.78929
3.6 | E8.1a | Railway | Fuel facility: Anchored components with backup power | Earthquake | Peak Ground Acceleration (g) | 0.78987
3.65 | E8.1a | Railway | Fuel facility: Anchored components with backup power | Earthquake | Peak Ground Acceleration (g) | 0.79041
3.7 | E8.1a | Railway | Fuel facility: Anchored components with backup power | Earthquake | Peak Ground Acceleration (g) | 0.79093
3.75 | E8.1a | Railway | Fuel facility: Anchored components with backup power | Earthquake | Peak Ground Acceleration (g) | 0.79141
3.8 | E8.1a | Railway | Fuel facility: Anchored components with backup power | Earthquake | Peak Ground Acceleration (g) | 0.79186
3.85 | E8.1a | Railway | Fuel facility: Anchored components with backup power | Earthquake | Peak Ground Acceleration (g) | 0.79229
3.9 | E8.1a | Railway | Fuel facility: Anchored components with backup power | Earthquake | Peak Ground Acceleration (g) | 0.79269
3.95 | E8.1a | Railway | Fuel facility: Anchored components with backup power | Earthquake | Peak Ground Acceleration (g) | 0.79307
4 | E8.1a | Railway | Fuel facility: Anchored components with backup power | Earthquake | Peak Ground Acceleration (g) | 0.79343
0 | E8.1b | Railway | Fuel facility: Anchored components with backup power | Earthquake | Peak Ground Acceleration (g) | 0
0.05 | E8.1b | Railway | Fuel facility: Anchored components with backup power | Earthquake | Peak Ground Acceleration (g) | 0.00017496
0.1 | E8.1b | Railway | Fuel facility: Anchored components with backup power | Earthquake | Peak Ground Acceleration (g) | 0.0077315
0.15 | E8.1b | Railway | Fuel facility: Anchored components with backup power | Earthquake | Peak Ground Acceleration (g) | 0.035065
0.2 | E8.1b | Railway | Fuel facility: Anchored components with backup power | Earthquake | Peak Ground Acceleration (g) | 0.080565
0.25 | E8.1b | Railway | Fuel facility: Anchored components with backup power | Earthquake | Peak Ground Acceleration (g) | 0.13824
0.3 | E8.1b | Railway | Fuel facility: Anchored components with backup power | Earthquake | Peak Ground Acceleration (g) | 0.20269
0.35 | E8.1b | Railway | Fuel facility: Anchored components with backup power | Earthquake | Peak Ground Acceleration (g) | 0.26936
0.4 | E8.1b | Railway | Fuel facility: Anchored components with backup power | Earthquake | Peak Ground Acceleration (g) | 0.33478
0.45 | E8.1b | Railway | Fuel facility: Anchored components with backup power | Earthquake | Peak Ground Acceleration (g) | 0.39666
0.5 | E8.1b | Railway | Fuel facility: Anchored components with backup power | Earthquake | Peak Ground Acceleration (g) | 0.45381
0.55 | E8.1b | Railway | Fuel facility: Anchored components with backup power | Earthquake | Peak Ground Acceleration (g) | 0.50578
0.6 | E8.1b | Railway | Fuel facility: Anchored components with backup power | Earthquake | Peak Ground Acceleration (g) | 0.55258
0.65 | E8.1b | Railway | Fuel facility: Anchored components with backup power | Earthquake | Peak Ground Acceleration (g) | 0.59454
0.7 | E8.1b | Railway | Fuel facility: Anchored components with backup power | Earthquake | Peak Ground Acceleration (g) | 0.63206
0.75 | E8.1b | Railway | Fuel facility: Anchored components with backup power | Earthquake | Peak Ground Acceleration (g) | 0.66562
0.8 | E8.1b | Railway | Fuel facility: Anchored components with backup power | Earthquake | Peak Ground Acceleration (g) | 0.69565
0.85 | E8.1b | Railway | Fuel facility: Anchored components with backup power | Earthquake | Peak Ground Acceleration (g) | 0.72258
0.9 | E8.1b | Railway | Fuel facility: Anchored components with backup power | Earthquake | Peak Ground Acceleration (g) | 0.74676
0.95 | E8.1b | Railway | Fuel facility: Anchored components with backup power | Earthquake | Peak Ground Acceleration (g) | 0.76852
1 | E8.1b | Railway | Fuel facility: Anchored components with backup power | Earthquake | Peak Ground Acceleration (g) | 0.78814
1.05 | E8.1b | Railway | Fuel facility: Anchored components with backup power | Earthquake | Peak Ground Acceleration (g) | 0.80587
1.1 | E8.1b | Railway | Fuel facility: Anchored components with backup power | Earthquake | Peak Ground Acceleration (g) | 0.82192
1.15 | E8.1b | Railway | Fuel facility: Anchored components with backup power | Earthquake | Peak Ground Acceleration (g) | 0.83647
1.2 | E8.1b | Railway | Fuel facility: Anchored components with backup power | Earthquake | Peak Ground Acceleration (g) | 0.84968
1.25 | E8.1b | Railway | Fuel facility: Anchored components with backup power | Earthquake | Peak Ground Acceleration (g) | 0.86169
1.3 | E8.1b | Railway | Fuel facility: Anchored components with backup power | Earthquake | Peak Ground Acceleration (g) | 0.87263
1.35 | E8.1b | Railway | Fuel facility: Anchored components with backup power | Earthquake | Peak Ground Acceleration (g) | 0.88261
1.4 | E8.1b | Railway | Fuel facility: Anchored components with backup power | Earthquake | Peak Ground Acceleration (g) | 0.89171
1.45 | E8.1b | Railway | Fuel facility: Anchored components with backup power | Earthquake | Peak Ground Acceleration (g) | 0.90003
1.5 | E8.1b | Railway | Fuel facility: Anchored components with backup power | Earthquake | Peak Ground Acceleration (g) | 0.90763
1.55 | E8.1b | Railway | Fuel facility: Anchored components with backup power | Earthquake | Peak Ground Acceleration (g) | 0.9146
1.6 | E8.1b | Railway | Fuel facility: Anchored components with backup power | Earthquake | Peak Ground Acceleration (g) | 0.92098
1.65 | E8.1b | Railway | Fuel facility: Anchored components with backup power | Earthquake | Peak Ground Acceleration (g) | 0.92683
1.7 | E8.1b | Railway | Fuel facility: Anchored components with backup power | Earthquake | Peak Ground Acceleration (g) | 0.9322
1.75 | E8.1b | Railway | Fuel facility: Anchored components with backup power | Earthquake | Peak Ground Acceleration (g) | 0.93714
1.8 | E8.1b | Railway | Fuel facility: Anchored components with backup power | Earthquake | Peak Ground Acceleration (g) | 0.94168
1.85 | E8.1b | Railway | Fuel facility: Anchored components with backup power | Earthquake | Peak Ground Acceleration (g) | 0.94585
1.9 | E8.1b | Railway | Fuel facility: Anchored components with backup power | Earthquake | Peak Ground Acceleration (g) | 0.94969
1.95 | E8.1b | Railway | Fuel facility: Anchored components with backup power | Earthquake | Peak Ground Acceleration (g) | 0.95324
2 | E8.1b | Railway | Fuel facility: Anchored components with backup power | Earthquake | Peak Ground Acceleration (g) | 0.9565
2.05 | E8.1b | Railway | Fuel facility: Anchored components with backup power | Earthquake | Peak Ground Acceleration (g) | 0.95952
2.1 | E8.1b | Railway | Fuel facility: Anchored components with backup power | Earthquake | Peak Ground Acceleration (g) | 0.9623
2.15 | E8.1b | Railway | Fuel facility: Anchored components with backup power | Earthquake | Peak Ground Acceleration (g) | 0.96487
2.2 | E8.1b | Railway | Fuel facility: Anchored components with backup power | Earthquake | Peak Ground Acceleration (g) | 0.96724
2.25 | E8.1b | Railway | Fuel facility: Anchored components with backup power | Earthquake | Peak Ground Acceleration (g) | 0.96944
2.3 | E8.1b | Railway | Fuel facility: Anchored components with backup power | Earthquake | Peak Ground Acceleration (g) | 0.97148
2.35 | E8.1b | Railway | Fuel facility: Anchored components with backup power | Earthquake | Peak Ground Acceleration (g) | 0.97336
2.4 | E8.1b | Railway | Fuel facility: Anchored components with backup power | Earthquake | Peak Ground Acceleration (g) | 0.97511
2.45 | E8.1b | Railway | Fuel facility: Anchored components with backup power | Earthquake | Peak Ground Acceleration (g) | 0.97673
2.5 | E8.1b | Railway | Fuel facility: Anchored components with backup power | Earthquake | Peak Ground Acceleration (g) | 0.97824
2.55 | E8.1b | Railway | Fuel facility: Anchored components with backup power | Earthquake | Peak Ground Acceleration (g) | 0.97963
2.6 | E8.1b | Railway | Fuel facility: Anchored components with backup power | Earthquake | Peak Ground Acceleration (g) | 0.98093
2.65 | E8.1b | Railway | Fuel facility: Anchored components with backup power | Earthquake | Peak Ground Acceleration (g) | 0.98214
2.7 | E8.1b | Railway | Fuel facility: Anchored components with backup power | Earthquake | Peak Ground Acceleration (g) | 0.98326
2.75 | E8.1b | Railway | Fuel facility: Anchored components with backup power | Earthquake | Peak Ground Acceleration (g) | 0.9843
2.8 | E8.1b | Railway | Fuel facility: Anchored components with backup power | Earthquake | Peak Ground Acceleration (g) | 0.98527
2.85 | E8.1b | Railway | Fuel facility: Anchored components with backup power | Earthquake | Peak Ground Acceleration (g) | 0.98618
2.9 | E8.1b | Railway | Fuel facility: Anchored components with backup power | Earthquake | Peak Ground Acceleration (g) | 0.98702
2.95 | E8.1b | Railway | Fuel facility: Anchored components with backup power | Earthquake | Peak Ground Acceleration (g) | 0.98781
3 | E8.1b | Railway | Fuel facility: Anchored components with backup power | Earthquake | Peak Ground Acceleration (g) | 0.98854
3.05 | E8.1b | Railway | Fuel facility: Anchored components with backup power | Earthquake | Peak Ground Acceleration (g) | 0.98923
3.1 | E8.1b | Railway | Fuel facility: Anchored components with backup power | Earthquake | Peak Ground Acceleration (g) | 0.98987
3.15 | E8.1b | Railway | Fuel facility: Anchored components with backup power | Earthquake | Peak Ground Acceleration (g) | 0.99047
3.2 | E8.1b | Railway | Fuel facility: Anchored components with backup power | Earthquake | Peak Ground Acceleration (g) | 0.99103
3.25 | E8.1b | Railway | Fuel facility: Anchored components with backup power | Earthquake | Peak Ground Acceleration (g) | 0.99155
3.3 | E8.1b | Railway | Fuel facility: Anchored components with backup power | Earthquake | Peak Ground Acceleration (g) | 0.99204
3.35 | E8.1b | Railway | Fuel facility: Anchored components with backup power | Earthquake | Peak Ground Acceleration (g) | 0.99249
3.4 | E8.1b | Railway | Fuel facility: Anchored components with backup power | Earthquake | Peak Ground Acceleration (g) | 0.99292
3.45 | E8.1b | Railway | Fuel facility: Anchored components with backup power | Earthquake | Peak Ground Acceleration (g) | 0.99333
3.5 | E8.1b | Railway | Fuel facility: Anchored components with backup power | Earthquake | Peak Ground Acceleration (g) | 0.9937
3.55 | E8.1b | Railway | Fuel facility: Anchored components with backup power | Earthquake | Peak Ground Acceleration (g) | 0.99405
3.6 | E8.1b | Railway | Fuel facility: Anchored components with backup power | Earthquake | Peak Ground Acceleration (g) | 0.99439
3.65 | E8.1b | Railway | Fuel facility: Anchored components with backup power | Earthquake | Peak Ground Acceleration (g) | 0.9947
3.7 | E8.1b | Railway | Fuel facility: Anchored components with backup power | Earthquake | Peak Ground Acceleration (g) | 0.99499
3.75 | E8.1b | Railway | Fuel facility: Anchored components with backup power | Earthquake | Peak Ground Acceleration (g) | 0.99526
3.8 | E8.1b | Railway | Fuel facility: Anchored components with backup power | Earthquake | Peak Ground Acceleration (g) | 0.99552
3.85 | E8.1b | Railway | Fuel facility: Anchored components with backup power | Earthquake | Peak Ground Acceleration (g) | 0.99576
3.9 | E8.1b | Railway | Fuel facility: Anchored components with backup power | Earthquake | Peak Ground Acceleration (g) | 0.99599
3.95 | E8.1b | Railway | Fuel facility: Anchored components with backup power | Earthquake | Peak Ground Acceleration (g) | 0.9962
4 | E8.1b | Railway | Fuel facility: Anchored components with backup power | Earthquake | Peak Ground Acceleration (g) | 0.99641
0 | E8.2 | Railway | Fuel facility: Anchored components w/o backup power | Earthquake | Peak Ground Acceleration (g) | 0
0.05 | E8.2 | Railway | Fuel facility: Anchored components w/o backup power | Earthquake | Peak Ground Acceleration (g) | 0.0084552
0.1 | E8.2 | Railway | Fuel facility: Anchored components w/o backup power | Earthquake | Peak Ground Acceleration (g) | 0.061794
0.15 | E8.2 | Railway | Fuel facility: Anchored components w/o backup power | Earthquake | Peak Ground Acceleration (g) | 0.13181
0.2 | E8.2 | Railway | Fuel facility: Anchored components w/o backup power | Earthquake | Peak Ground Acceleration (g) | 0.20303
0.25 | E8.2 | Railway | Fuel facility: Anchored components w/o backup power | Earthquake | Peak Ground Acceleration (g) | 0.27085
0.3 | E8.2 | Railway | Fuel facility: Anchored components w/o backup power | Earthquake | Peak Ground Acceleration (g) | 0.33305
0.35 | E8.2 | Railway | Fuel facility: Anchored components w/o backup power | Earthquake | Peak Ground Acceleration (g) | 0.38919
0.4 | E8.2 | Railway | Fuel facility: Anchored components w/o backup power | Earthquake | Peak Ground Acceleration (g) | 0.43974
0.45 | E8.2 | Railway | Fuel facility: Anchored components w/o backup power | Earthquake | Peak Ground Acceleration (g) | 0.48548
0.5 | E8.2 | Railway | Fuel facility: Anchored components w/o backup power | Earthquake | Peak Ground Acceleration (g) | 0.5271
0.55 | E8.2 | Railway | Fuel facility: Anchored components w/o backup power | Earthquake | Peak Ground Acceleration (g) | 0.56515
0.6 | E8.2 | Railway | Fuel facility: Anchored components w/o backup power | Earthquake | Peak Ground Acceleration (g) | 0.60007
0.65 | E8.2 | Railway | Fuel facility: Anchored components w/o backup power | Earthquake | Peak Ground Acceleration (g) | 0.63216
0.7 | E8.2 | Railway | Fuel facility: Anchored components w/o backup power | Earthquake | Peak Ground Acceleration (g) | 0.66168
0.75 | E8.2 | Railway | Fuel facility: Anchored components w/o backup power | Earthquake | Peak Ground Acceleration (g) | 0.68883
0.8 | E8.2 | Railway | Fuel facility: Anchored components w/o backup power | Earthquake | Peak Ground Acceleration (g) | 0.7138
0.85 | E8.2 | Railway | Fuel facility: Anchored components w/o backup power | Earthquake | Peak Ground Acceleration (g) | 0.73674
0.9 | E8.2 | Railway | Fuel facility: Anchored components w/o backup power | Earthquake | Peak Ground Acceleration (g) | 0.7578
0.95 | E8.2 | Railway | Fuel facility: Anchored components w/o backup power | Earthquake | Peak Ground Acceleration (g) | 0.77713
1 | E8.2 | Railway | Fuel facility: Anchored components w/o backup power | Earthquake | Peak Ground Acceleration (g) | 0.79487
1.05 | E8.2 | Railway | Fuel facility: Anchored components w/o backup power | Earthquake | Peak Ground Acceleration (g) | 0.81113
1.1 | E8.2 | Railway | Fuel facility: Anchored components w/o backup power | Earthquake | Peak Ground Acceleration (g) | 0.82603
1.15 | E8.2 | Railway | Fuel facility: Anchored components w/o backup power | Earthquake | Peak Ground Acceleration (g) | 0.83969
1.2 | E8.2 | Railway | Fuel facility: Anchored components w/o backup power | Earthquake | Peak Ground Acceleration (g) | 0.85221
1.25 | E8.2 | Railway | Fuel facility: Anchored components w/o backup power | Earthquake | Peak Ground Acceleration (g) | 0.86369
1.3 | E8.2 | Railway | Fuel facility: Anchored components w/o backup power | Earthquake | Peak Ground Acceleration (g) | 0.87421
1.35 | E8.2 | Railway | Fuel facility: Anchored components w/o backup power | Earthquake | Peak Ground Acceleration (g) | 0.88385
1.4 | E8.2 | Railway | Fuel facility: Anchored components w/o backup power | Earthquake | Peak Ground Acceleration (g) | 0.8927
1.45 | E8.2 | Railway | Fuel facility: Anchored components w/o backup power | Earthquake | Peak Ground Acceleration (g) | 0.90081
1.5 | E8.2 | Railway | Fuel facility: Anchored components w/o backup power | Earthquake | Peak Ground Acceleration (g) | 0.90826
1.55 | E8.2 | Railway | Fuel facility: Anchored components w/o backup power | Earthquake | Peak Ground Acceleration (g) | 0.9151
1.6 | E8.2 | Railway | Fuel facility: Anchored components w/o backup power | Earthquake | Peak Ground Acceleration (g) | 0.92138
1.65 | E8.2 | Railway | Fuel facility: Anchored components w/o backup power | Earthquake | Peak Ground Acceleration (g) | 0.92715
1.7 | E8.2 | Railway | Fuel facility: Anchored components w/o backup power | Earthquake | Peak Ground Acceleration (g) | 0.93246
1.75 | E8.2 | Railway | Fuel facility: Anchored components w/o backup power | Earthquake | Peak Ground Acceleration (g) | 0.93735
1.8 | E8.2 | Railway | Fuel facility: Anchored components w/o backup power | Earthquake | Peak Ground Acceleration (g) | 0.94184
1.85 | E8.2 | Railway | Fuel facility: Anchored components w/o backup power | Earthquake | Peak Ground Acceleration (g) | 0.94599
1.9 | E8.2 | Railway | Fuel facility: Anchored components w/o backup power | Earthquake | Peak Ground Acceleration (g) | 0.9498
1.95 | E8.2 | Railway | Fuel facility: Anchored components w/o backup power | Earthquake | Peak Ground Acceleration (g) | 0.95333
2 | E8.2 | Railway | Fuel facility: Anchored components w/o backup power | Earthquake | Peak Ground Acceleration (g) | 0.95658
2.05 | E8.2 | Railway | Fuel facility: Anchored components w/o backup power | Earthquake | Peak Ground Acceleration (g) | 0.95957
2.1 | E8.2 | Railway | Fuel facility: Anchored components w/o backup power | Earthquake | Peak Ground Acceleration (g) | 0.96235
2.15 | E8.2 | Railway | Fuel facility: Anchored components w/o backup power | Earthquake | Peak Ground Acceleration (g) | 0.96491
2.2 | E8.2 | Railway | Fuel facility: Anchored components w/o backup power | Earthquake | Peak Ground Acceleration (g) | 0.96728
2.25 | E8.2 | Railway | Fuel facility: Anchored components w/o backup power | Earthquake | Peak Ground Acceleration (g) | 0.96947
2.3 | E8.2 | Railway | Fuel facility: Anchored components w/o backup power | Earthquake | Peak Ground Acceleration (g) | 0.9715
2.35 | E8.2 | Railway | Fuel facility: Anchored components w/o backup power | Earthquake | Peak Ground Acceleration (g) | 0.97338
2.4 | E8.2 | Railway | Fuel facility: Anchored components w/o backup power | Earthquake | Peak Ground Acceleration (g) | 0.97513
2.45 | E8.2 | Railway | Fuel facility: Anchored components w/o backup power | Earthquake | Peak Ground Acceleration (g) | 0.97675
2.5 | E8.2 | Railway | Fuel facility: Anchored components w/o backup power | Earthquake | Peak Ground Acceleration (g) | 0.97825
2.55 | E8.2 | Railway | Fuel facility: Anchored components w/o backup power | Earthquake | Peak Ground Acceleration (g) | 0.97964
2.6 | E8.2 | Railway | Fuel facility: Anchored components w/o backup power | Earthquake | Peak Ground Acceleration (g) | 0.98094
2.65 | E8.2 | Railway | Fuel facility: Anchored components w/o backup power | Earthquake | Peak Ground Acceleration (g) | 0.98214
2.7 | E8.2 | Railway | Fuel facility: Anchored components w/o backup power | Earthquake | Peak Ground Acceleration (g) | 0.98326
2.75 | E8.2 | Railway | Fuel facility: Anchored components w/o backup power | Earthquake | Peak Ground Acceleration (g) | 0.98431
2.8 | E8.2 | Railway | Fuel facility: Anchored components w/o backup power | Earthquake | Peak Ground Acceleration (g) | 0.98528
2.85 | E8.2 | Railway | Fuel facility: Anchored components w/o backup power | Earthquake | Peak Ground Acceleration (g) | 0.98618
2.9 | E8.2 | Railway | Fuel facility: Anchored components w/o backup power | Earthquake | Peak Ground Acceleration (g) | 0.98702
2.95 | E8.2 | Railway | Fuel facility: Anchored components w/o backup power | Earthquake | Peak Ground Acceleration (g) | 0.98781
3 | E8.2 | Railway | Fuel facility: Anchored components w/o backup power | Earthquake | Peak Ground Acceleration (g) | 0.98854
3.05 | E8.2 | Railway | Fuel facility: Anchored components w/o backup power | Earthquake | Peak Ground Acceleration (g) | 0.98923
3.1 | E8.2 | Railway | Fuel facility: Anchored components w/o backup power | Earthquake | Peak Ground Acceleration (g) | 0.98987
3.15 | E8.2 | Railway | Fuel facility: Anchored components w/o backup power | Earthquake | Peak Ground Acceleration (g) | 0.99047
3.2 | E8.2 | Railway | Fuel facility: Anchored components w/o backup power | Earthquake | Peak Ground Acceleration (g) | 0.99103
3.25 | E8.2 | Railway | Fuel facility: Anchored components w/o backup power | Earthquake | Peak Ground Acceleration (g) | 0.99155
3.3 | E8.2 | Railway | Fuel facility: Anchored components w/o backup power | Earthquake | Peak Ground Acceleration (g) | 0.99204
3.35 | E8.2 | Railway | Fuel facility: Anchored components w/o backup power | Earthquake | Peak Ground Acceleration (g) | 0.9925
3.4 | E8.2 | Railway | Fuel facility: Anchored components w/o backup power | Earthquake | Peak Ground Acceleration (g) | 0.99292
3.45 | E8.2 | Railway | Fuel facility: Anchored components w/o backup power | Earthquake | Peak Ground Acceleration (g) | 0.99333
3.5 | E8.2 | Railway | Fuel facility: Anchored components w/o backup power | Earthquake | Peak Ground Acceleration (g) | 0.9937
3.55 | E8.2 | Railway | Fuel facility: Anchored components w/o backup power | Earthquake | Peak Ground Acceleration (g) | 0.99406
3.6 | E8.2 | Railway | Fuel facility: Anchored components w/o backup power | Earthquake | Peak Ground Acceleration (g) | 0.99439
3.65 | E8.2 | Railway | Fuel facility: Anchored components w/o backup power | Earthquake | Peak Ground Acceleration (g) | 0.9947
3.7 | E8.2 | Railway | Fuel facility: Anchored components w/o backup power | Earthquake | Peak Ground Acceleration (g) | 0.99499
3.75 | E8.2 | Railway | Fuel facility: Anchored components w/o backup power | Earthquake | Peak Ground Acceleration (g) | 0.99526
3.8 | E8.2 | Railway | Fuel facility: Anchored components w/o backup power | Earthquake | Peak Ground Acceleration (g) | 0.99552
3.85 | E8.2 | Railway | Fuel facility: Anchored components w/o backup power | Earthquake | Peak Ground Acceleration (g) | 0.99576
3.9 | E8.2 | Railway | Fuel facility: Anchored components w/o backup power | Earthquake | Peak Ground Acceleration (g) | 0.99599
3.95 | E8.2 | Railway | Fuel facility: Anchored components w/o backup power | Earthquake | Peak Ground Acceleration (g) | 0.9962
4 | E8.2 | Railway | Fuel facility: Anchored components w/o backup power | Earthquake | Peak Ground Acceleration (g) | 0.99641
0 | E8.2a | Railway | Fuel facility: Anchored components w/o backup power | Earthquake | Peak Ground Acceleration (g) | 0
0.05 | E8.2a | Railway | Fuel facility: Anchored components w/o backup power | Earthquake | Peak Ground Acceleration (g) | 0.00061201
0.1 | E8.2a | Railway | Fuel facility: Anchored components w/o backup power | Earthquake | Peak Ground Acceleration (g) | 0.0072496
0.15 | E8.2a | Railway | Fuel facility: Anchored components w/o backup power | Earthquake | Peak Ground Acceleration (g) | 0.025489
0.2 | E8.2a | Railway | Fuel facility: Anchored components w/o backup power | Earthquake | Peak Ground Acceleration (g) | 0.054088
0.25 | E8.2a | Railway | Fuel facility: Anchored components w/o backup power | Earthquake | Peak Ground Acceleration (g) | 0.087883
0.3 | E8.2a | Railway | Fuel facility: Anchored components w/o backup power | Earthquake | Peak Ground Acceleration (g) | 0.12311
0.35 | E8.2a | Railway | Fuel facility: Anchored components w/o backup power | Earthquake | Peak Ground Acceleration (g) | 0.15805
0.4 | E8.2a | Railway | Fuel facility: Anchored components w/o backup power | Earthquake | Peak Ground Acceleration (g) | 0.19217
0.45 | E8.2a | Railway | Fuel facility: Anchored components w/o backup power | Earthquake | Peak Ground Acceleration (g) | 0.22534
0.5 | E8.2a | Railway | Fuel facility: Anchored components w/o backup power | Earthquake | Peak Ground Acceleration (g) | 0.25756
0.55 | E8.2a | Railway | Fuel facility: Anchored components w/o backup power | Earthquake | Peak Ground Acceleration (g) | 0.28881
0.6 | E8.2a | Railway | Fuel facility: Anchored components w/o backup power | Earthquake | Peak Ground Acceleration (g) | 0.31903
0.65 | E8.2a | Railway | Fuel facility: Anchored components w/o backup power | Earthquake | Peak Ground Acceleration (g) | 0.34816
0.7 | E8.2a | Railway | Fuel facility: Anchored components w/o backup power | Earthquake | Peak Ground Acceleration (g) | 0.37612
0.75 | E8.2a | Railway | Fuel facility: Anchored components w/o backup power | Earthquake | Peak Ground Acceleration (g) | 0.40284
0.8 | E8.2a | Railway | Fuel facility: Anchored components w/o backup power | Earthquake | Peak Ground Acceleration (g) | 0.42828
0.85 | E8.2a | Railway | Fuel facility: Anchored components w/o backup power | Earthquake | Peak Ground Acceleration (g) | 0.45242
0.9 | E8.2a | Railway | Fuel facility: Anchored components w/o backup power | Earthquake | Peak Ground Acceleration (g) | 0.47525
0.95 | E8.2a | Railway | Fuel facility: Anchored components w/o backup power | Earthquake | Peak Ground Acceleration (g) | 0.49677
1 | E8.2a | Railway | Fuel facility: Anchored components w/o backup power | Earthquake | Peak Ground Acceleration (g) | 0.51702
1.05 | E8.2a | Railway | Fuel facility: Anchored components w/o backup power | Earthquake | Peak Ground Acceleration (g) | 0.53601
1.1 | E8.2a | Railway | Fuel facility: Anchored components w/o backup power | Earthquake | Peak Ground Acceleration (g) | 0.55381
1.15 | E8.2a | Railway | Fuel facility: Anchored components w/o backup power | Earthquake | Peak Ground Acceleration (g) | 0.57046
1.2 | E8.2a | Railway | Fuel facility: Anchored components w/o backup power | Earthquake | Peak Ground Acceleration (g) | 0.58601
1.25 | E8.2a | Railway | Fuel facility: Anchored components w/o backup power | Earthquake | Peak Ground Acceleration (g) | 0.60052
1.3 | E8.2a | Railway | Fuel facility: Anchored components w/o backup power | Earthquake | Peak Ground Acceleration (g) | 0.61405
1.35 | E8.2a | Railway | Fuel facility: Anchored components w/o backup power | Earthquake | Peak Ground Acceleration (g) | 0.62665
1.4 | E8.2a | Railway | Fuel facility: Anchored components w/o backup power | Earthquake | Peak Ground Acceleration (g) | 0.63838
1.45 | E8.2a | Railway | Fuel facility: Anchored components w/o backup power | Earthquake | Peak Ground Acceleration (g) | 0.6493
1.5 | E8.2a | Railway | Fuel facility: Anchored components w/o backup power | Earthquake | Peak Ground Acceleration (g) | 0.65945
1.55 | E8.2a | Railway | Fuel facility: Anchored components w/o backup power | Earthquake | Peak Ground Acceleration (g) | 0.66889
1.6 | E8.2a | Railway | Fuel facility: Anchored components w/o backup power | Earthquake | Peak Ground Acceleration (g) | 0.67767
1.65 | E8.2a | Railway | Fuel facility: Anchored components w/o backup power | Earthquake | Peak Ground Acceleration (g) | 0.68583
1.7 | E8.2a | Railway | Fuel facility: Anchored components w/o backup power | Earthquake | Peak Ground Acceleration (g) | 0.69342
1.75 | E8.2a | Railway | Fuel facility: Anchored components w/o backup power | Earthquake | Peak Ground Acceleration (g) | 0.70048
1.8 | E8.2a | Railway | Fuel facility: Anchored components w/o backup power | Earthquake | Peak Ground Acceleration (g) | 0.70704
1.85 | E8.2a | Railway | Fuel facility: Anchored components w/o backup power | Earthquake | Peak Ground Acceleration (g) | 0.71313
1.9 | E8.2a | Railway | Fuel facility: Anchored components w/o backup power | Earthquake | Peak Ground Acceleration (g) | 0.71881
1.95 | E8.2a | Railway | Fuel facility: Anchored components w/o backup power | Earthquake | Peak Ground Acceleration (g) | 0.72408
2 | E8.2a | Railway | Fuel facility: Anchored components w/o backup power | Earthquake | Peak Ground Acceleration (g) | 0.72899
2.05 | E8.2a | Railway | Fuel facility: Anchored components w/o backup power | Earthquake | Peak Ground Acceleration (g) | 0.73356
2.1 | E8.2a | Railway | Fuel facility: Anchored components w/o backup power | Earthquake | Peak Ground Acceleration (g) | 0.73781
2.15 | E8.2a | Railway | Fuel facility: Anchored components w/o backup power | Earthquake | Peak Ground Acceleration (g) | 0.74176
2.2 | E8.2a | Railway | Fuel facility: Anchored components w/o backup power | Earthquake | Peak Ground Acceleration (g) | 0.74545
2.25 | E8.2a | Railway | Fuel facility: Anchored components w/o backup power | Earthquake | Peak Ground Acceleration (g) | 0.74888
2.3 | E8.2a | Railway | Fuel facility: Anchored components w/o backup power | Earthquake | Peak Ground Acceleration (g) | 0.75208
2.35 | E8.2a | Railway | Fuel facility: Anchored components w/o backup power | Earthquake | Peak Ground Acceleration (g) | 0.75507
2.4 | E8.2a | Railway | Fuel facility: Anchored components w/o backup power | Earthquake | Peak Ground Acceleration (g) | 0.75785
2.45 | E8.2a | Railway | Fuel facility: Anchored components w/o backup power | Earthquake | Peak Ground Acceleration (g) | 0.76044
2.5 | E8.2a | Railway | Fuel facility: Anchored components w/o backup power | Earthquake | Peak Ground Acceleration (g) | 0.76286
2.55 | E8.2a | Railway | Fuel facility: Anchored components w/o backup power | Earthquake | Peak Ground Acceleration (g) | 0.76512
2.6 | E8.2a | Railway | Fuel facility: Anchored components w/o backup power | Earthquake | Peak Ground Acceleration (g) | 0.76723
2.65 | E8.2a | Railway | Fuel facility: Anchored components w/o backup power | Earthquake | Peak Ground Acceleration (g) | 0.7692
2.7 | E8.2a | Railway | Fuel facility: Anchored components w/o backup power | Earthquake | Peak Ground Acceleration (g) | 0.77104
2.75 | E8.2a | Railway | Fuel facility: Anchored components w/o backup power | Earthquake | Peak Ground Acceleration (g) | 0.77277
2.8 | E8.2a | Railway | Fuel facility: Anchored components w/o backup power | Earthquake | Peak Ground Acceleration (g) | 0.77438
2.85 | E8.2a | Railway | Fuel facility: Anchored components w/o backup power | Earthquake | Peak Ground Acceleration (g) | 0.77588
2.9 | E8.2a | Railway | Fuel facility: Anchored components w/o backup power | Earthquake | Peak Ground Acceleration (g) | 0.77729
2.95 | E8.2a | Railway | Fuel facility: Anchored components w/o backup power | Earthquake | Peak Ground Acceleration (g) | 0.77861
3 | E8.2a | Railway | Fuel facility: Anchored components w/o backup power | Earthquake | Peak Ground Acceleration (g) | 0.77985
3.05 | E8.2a | Railway | Fuel facility: Anchored components w/o backup power | Earthquake | Peak Ground Acceleration (g) | 0.78101
3.1 | E8.2a | Railway | Fuel facility: Anchored components w/o backup power | Earthquake | Peak Ground Acceleration (g) | 0.78209
3.15 | E8.2a | Railway | Fuel facility: Anchored components w/o backup power | Earthquake | Peak Ground Acceleration (g) | 0.78311
3.2 | E8.2a | Railway | Fuel facility: Anchored components w/o backup power | Earthquake | Peak Ground Acceleration (g) | 0.78406
3.25 | E8.2a | Railway | Fuel facility: Anchored components w/o backup power | Earthquake | Peak Ground Acceleration (g) | 0.78496
3.3 | E8.2a | Railway | Fuel facility: Anchored components w/o backup power | Earthquake | Peak Ground Acceleration (g) | 0.7858
3.35 | E8.2a | Railway | Fuel facility: Anchored components w/o backup power | Earthquake | Peak Ground Acceleration (g) | 0.78659
3.4 | E8.2a | Railway | Fuel facility: Anchored components w/o backup power | Earthquake | Peak Ground Acceleration (g) | 0.78733
3.45 | E8.2a | Railway | Fuel facility: Anchored components w/o backup power | Earthquake | Peak Ground Acceleration (g) | 0.78802
3.5 | E8.2a | Railway | Fuel facility: Anchored components w/o backup power | Earthquake | Peak Ground Acceleration (g) | 0.78868
3.55 | E8.2a | Railway | Fuel facility: Anchored components w/o backup power | Earthquake | Peak Ground Acceleration (g) | 0.78929
3.6 | E8.2a | Railway | Fuel facility: Anchored components w/o backup power | Earthquake | Peak Ground Acceleration (g) | 0.78987
3.65 | E8.2a | Railway | Fuel facility: Anchored components w/o backup power | Earthquake | Peak Ground Acceleration (g) | 0.79041
3.7 | E8.2a | Railway | Fuel facility: Anchored components w/o backup power | Earthquake | Peak Ground Acceleration (g) | 0.79093
3.75 | E8.2a | Railway | Fuel facility: Anchored components w/o backup power | Earthquake | Peak Ground Acceleration (g) | 0.79141
3.8 | E8.2a | Railway | Fuel facility: Anchored components w/o backup power | Earthquake | Peak Ground Acceleration (g) | 0.79186
3.85 | E8.2a | Railway | Fuel facility: Anchored components w/o backup power | Earthquake | Peak Ground Acceleration (g) | 0.79229
3.9 | E8.2a | Railway | Fuel facility: Anchored components w/o backup power | Earthquake | Peak Ground Acceleration (g) | 0.79269
3.95 | E8.2a | Railway | Fuel facility: Anchored components w/o backup power | Earthquake | Peak Ground Acceleration (g) | 0.79307
4 | E8.2a | Railway | Fuel facility: Anchored components w/o backup power | Earthquake | Peak Ground Acceleration (g) | 0.79343
0 | E8.2b | Railway | Fuel facility: Anchored components w/o backup power | Earthquake | Peak Ground Acceleration (g) | 0
0.05 | E8.2b | Railway | Fuel facility: Anchored components w/o backup power | Earthquake | Peak Ground Acceleration (g) | 0.0084552
0.1 | E8.2b | Railway | Fuel facility: Anchored components w/o backup power | Earthquake | Peak Ground Acceleration (g) | 0.061794
0.15 | E8.2b | Railway | Fuel facility: Anchored components w/o backup power | Earthquake | Peak Ground Acceleration (g) | 0.13181
0.2 | E8.2b | Railway | Fuel facility: Anchored components w/o backup power | Earthquake | Peak Ground Acceleration (g) | 0.20303
0.25 | E8.2b | Railway | Fuel facility: Anchored components w/o backup power | Earthquake | Peak Ground Acceleration (g) | 0.27085
0.3 | E8.2b | Railway | Fuel facility: Anchored components w/o backup power | Earthquake | Peak Ground Acceleration (g) | 0.33305
0.35 | E8.2b | Railway | Fuel facility: Anchored components w/o backup power | Earthquake | Peak Ground Acceleration (g) | 0.38919
0.4 | E8.2b | Railway | Fuel facility: Anchored components w/o backup power | Earthquake | Peak Ground Acceleration (g) | 0.43974
0.45 | E8.2b | Railway | Fuel facility: Anchored components w/o backup power | Earthquake | Peak Ground Acceleration (g) | 0.48548
0.5 | E8.2b | Railway | Fuel facility: Anchored components w/o backup power | Earthquake | Peak Ground Acceleration (g) | 0.5271
0.55 | E8.2b | Railway | Fuel facility: Anchored components w/o backup power | Earthquake | Peak Ground Acceleration (g) | 0.56515
0.6 | E8.2b | Railway | Fuel facility: Anchored components w/o backup power | Earthquake | Peak Ground Acceleration (g) | 0.60007
0.65 | E8.2b | Railway | Fuel facility: Anchored components w/o backup power | Earthquake | Peak Ground Acceleration (g) | 0.63216
0.7 | E8.2b | Railway | Fuel facility: Anchored components w/o backup power | Earthquake | Peak Ground Acceleration (g) | 0.66168
0.75 | E8.2b | Railway | Fuel facility: Anchored components w/o backup power | Earthquake | Peak Ground Acceleration (g) | 0.68883
0.8 | E8.2b | Railway | Fuel facility: Anchored components w/o backup power | Earthquake | Peak Ground Acceleration (g) | 0.7138
0.85 | E8.2b | Railway | Fuel facility: Anchored components w/o backup power | Earthquake | Peak Ground Acceleration (g) | 0.73674
0.9 | E8.2b | Railway | Fuel facility: Anchored components w/o backup power | Earthquake | Peak Ground Acceleration (g) | 0.7578
0.95 | E8.2b | Railway | Fuel facility: Anchored components w/o backup power | Earthquake | Peak Ground Acceleration (g) | 0.77713
1 | E8.2b | Railway | Fuel facility: Anchored components w/o backup power | Earthquake | Peak Ground Acceleration (g) | 0.79487
1.05 | E8.2b | Railway | Fuel facility: Anchored components w/o backup power | Earthquake | Peak Ground Acceleration (g) | 0.81113
1.1 | E8.2b | Railway | Fuel facility: Anchored components w/o backup power | Earthquake | Peak Ground Acceleration (g) | 0.82603
1.15 | E8.2b | Railway | Fuel facility: Anchored components w/o backup power | Earthquake | Peak Ground Acceleration (g) | 0.83969
1.2 | E8.2b | Railway | Fuel facility: Anchored components w/o backup power | Earthquake | Peak Ground Acceleration (g) | 0.85221
1.25 | E8.2b | Railway | Fuel facility: Anchored components w/o backup power | Earthquake | Peak Ground Acceleration (g) | 0.86369
1.3 | E8.2b | Railway | Fuel facility: Anchored components w/o backup power | Earthquake | Peak Ground Acceleration (g) | 0.87421
1.35 | E8.2b | Railway | Fuel facility: Anchored components w/o backup power | Earthquake | Peak Ground Acceleration (g) | 0.88385
1.4 | E8.2b | Railway | Fuel facility: Anchored components w/o backup power | Earthquake | Peak Ground Acceleration (g) | 0.8927
1.45 | E8.2b | Railway | Fuel facility: Anchored components w/o backup power | Earthquake | Peak Ground Acceleration (g) | 0.90081
1.5 | E8.2b | Railway | Fuel facility: Anchored components w/o backup power | Earthquake | Peak Ground Acceleration (g) | 0.90826
1.55 | E8.2b | Railway | Fuel facility: Anchored components w/o backup power | Earthquake | Peak Ground Acceleration (g) | 0.9151
1.6 | E8.2b | Railway | Fuel facility: Anchored components w/o backup power | Earthquake | Peak Ground Acceleration (g) | 0.92138
1.65 | E8.2b | Railway | Fuel facility: Anchored components w/o backup power | Earthquake | Peak Ground Acceleration (g) | 0.92715
1.7 | E8.2b | Railway | Fuel facility: Anchored components w/o backup power | Earthquake | Peak Ground Acceleration (g) | 0.93246
1.75 | E8.2b | Railway | Fuel facility: Anchored components w/o backup power | Earthquake | Peak Ground Acceleration (g) | 0.93735
1.8 | E8.2b | Railway | Fuel facility: Anchored components w/o backup power | Earthquake | Peak Ground Acceleration (g) | 0.94184
1.85 | E8.2b | Railway | Fuel facility: Anchored components w/o backup power | Earthquake | Peak Ground Acceleration (g) | 0.94599
1.9 | E8.2b | Railway | Fuel facility: Anchored components w/o backup power | Earthquake | Peak Ground Acceleration (g) | 0.9498
1.95 | E8.2b | Railway | Fuel facility: Anchored components w/o backup power | Earthquake | Peak Ground Acceleration (g) | 0.95333
2 | E8.2b | Railway | Fuel facility: Anchored components w/o backup power | Earthquake | Peak Ground Acceleration (g) | 0.95658
2.05 | E8.2b | Railway | Fuel facility: Anchored components w/o backup power | Earthquake | Peak Ground Acceleration (g) | 0.95957
2.1 | E8.2b | Railway | Fuel facility: Anchored components w/o backup power | Earthquake | Peak Ground Acceleration (g) | 0.96235
2.15 | E8.2b | Railway | Fuel facility: Anchored components w/o backup power | Earthquake | Peak Ground Acceleration (g) | 0.96491
2.2 | E8.2b | Railway | Fuel facility: Anchored components w/o backup power | Earthquake | Peak Ground Acceleration (g) | 0.96728
2.25 | E8.2b | Railway | Fuel facility: Anchored components w/o backup power | Earthquake | Peak Ground Acceleration (g) | 0.96947
2.3 | E8.2b | Railway | Fuel facility: Anchored components w/o backup power | Earthquake | Peak Ground Acceleration (g) | 0.9715
2.35 | E8.2b | Railway | Fuel facility: Anchored components w/o backup power | Earthquake | Peak Ground Acceleration (g) | 0.97338
2.4 | E8.2b | Railway | Fuel facility: Anchored components w/o backup power | Earthquake | Peak Ground Acceleration (g) | 0.97513
2.45 | E8.2b | Railway | Fuel facility: Anchored components w/o backup power | Earthquake | Peak Ground Acceleration (g) | 0.97675
2.5 | E8.2b | Railway | Fuel facility: Anchored components w/o backup power | Earthquake | Peak Ground Acceleration (g) | 0.97825
2.55 | E8.2b | Railway | Fuel facility: Anchored components w/o backup power | Earthquake | Peak Ground Acceleration (g) | 0.97964
2.6 | E8.2b | Railway | Fuel facility: Anchored components w/o backup power | Earthquake | Peak Ground Acceleration (g) | 0.98094
2.65 | E8.2b | Railway | Fuel facility: Anchored components w/o backup power | Earthquake | Peak Ground Acceleration (g) | 0.98214
2.7 | E8.2b | Railway | Fuel facility: Anchored components w/o backup power | Earthquake | Peak Ground Acceleration (g) | 0.98326
2.75 | E8.2b | Railway | Fuel facility: Anchored components w/o backup power | Earthquake | Peak Ground Acceleration (g) | 0.98431
2.8 | E8.2b | Railway | Fuel facility: Anchored components w/o backup power | Earthquake | Peak Ground Acceleration (g) | 0.98528
2.85 | E8.2b | Railway | Fuel facility: Anchored components w/o backup power | Earthquake | Peak Ground Acceleration (g) | 0.98618
2.9 | E8.2b | Railway | Fuel facility: Anchored components w/o backup power | Earthquake | Peak Ground Acceleration (g) | 0.98702
2.95 | E8.2b | Railway | Fuel facility: Anchored components w/o backup power | Earthquake | Peak Ground Acceleration (g) | 0.98781
3 | E8.2b | Railway | Fuel facility: Anchored components w/o backup power | Earthquake | Peak Ground Acceleration (g) | 0.98854
3.05 | E8.2b | Railway | Fuel facility: Anchored components w/o backup power | Earthquake | Peak Ground Acceleration (g) | 0.98923
3.1 | E8.2b | Railway | Fuel facility: Anchored components w/o backup power | Earthquake | Peak Ground Acceleration (g) | 0.98987
3.15 | E8.2b | Railway | Fuel facility: Anchored components w/o backup power | Earthquake | Peak Ground Acceleration (g) | 0.99047
3.2 | E8.2b | Railway | Fuel facility: Anchored components w/o backup power | Earthquake | Peak Ground Acceleration (g) | 0.99103
3.25 | E8.2b | Railway | Fuel facility: Anchored components w/o backup power | Earthquake | Peak Ground Acceleration (g) | 0.99155
3.3 | E8.2b | Railway | Fuel facility: Anchored components w/o backup power | Earthquake | Peak Ground Acceleration (g) | 0.99204
3.35 | E8.2b | Railway | Fuel facility: Anchored components w/o backup power | Earthquake | Peak Ground Acceleration (g) | 0.9925
3.4 | E8.2b | Railway | Fuel facility: Anchored components w/o backup power | Earthquake | Peak Ground Acceleration (g) | 0.99292
3.45 | E8.2b | Railway | Fuel facility: Anchored components w/o backup power | Earthquake | Peak Ground Acceleration (g) | 0.99333
3.5 | E8.2b | Railway | Fuel facility: Anchored components w/o backup power | Earthquake | Peak Ground Acceleration (g) | 0.9937
3.55 | E8.2b | Railway | Fuel facility: Anchored components w/o backup power | Earthquake | Peak Ground Acceleration (g) | 0.99406
3.6 | E8.2b | Railway | Fuel facility: Anchored components w/o backup power | Earthquake | Peak Ground Acceleration (g) | 0.99439
3.65 | E8.2b | Railway | Fuel facility: Anchored components w/o backup power | Earthquake | Peak Ground Acceleration (g) | 0.9947
3.7 | E8.2b | Railway | Fuel facility: Anchored components w/o backup power | Earthquake | Peak Ground Acceleration (g) | 0.99499
3.75 | E8.2b | Railway | Fuel facility: Anchored components w/o backup power | Earthquake | Peak Ground Acceleration (g) | 0.99526
3.8 | E8.2b | Railway | Fuel facility: Anchored components w/o backup power | Earthquake | Peak Ground Acceleration (g) | 0.99552
3.85 | E8.2b | Railway | Fuel facility: Anchored components w/o backup power | Earthquake | Peak Ground Acceleration (g) | 0.99576
3.9 | E8.2b | Railway | Fuel facility: Anchored components w/o backup power | Earthquake | Peak Ground Acceleration (g) | 0.99599
3.95 | E8.2b | Railway | Fuel facility: Anchored components w/o backup power | Earthquake | Peak Ground Acceleration (g) | 0.9962
4 | E8.2b | Railway | Fuel facility: Anchored components w/o backup power | Earthquake | Peak Ground Acceleration (g) | 0.99641
0 | E8.3 | Railway | Fuel facility: Unanchored components with backup power | Earthquake | Peak Ground Acceleration (g) | 0
0.05 | E8.3 | Railway | Fuel facility: Unanchored components with backup power | Earthquake | Peak Ground Acceleration (g) | 0.015885
0.1 | E8.3 | Railway | Fuel facility: Unanchored components with backup power | Earthquake | Peak Ground Acceleration (g) | 0.088809
0.15 | E8.3 | Railway | Fuel facility: Unanchored components with backup power | Earthquake | Peak Ground Acceleration (g) | 0.17554
0.2 | E8.3 | Railway | Fuel facility: Unanchored components with backup power | Earthquake | Peak Ground Acceleration (g) | 0.26291
0.25 | E8.3 | Railway | Fuel facility: Unanchored components with backup power | Earthquake | Peak Ground Acceleration (g) | 0.34502
0.3 | E8.3 | Railway | Fuel facility: Unanchored components with backup power | Earthquake | Peak Ground Acceleration (g) | 0.41907
0.35 | E8.3 | Railway | Fuel facility: Unanchored components with backup power | Earthquake | Peak Ground Acceleration (g) | 0.48471
0.4 | E8.3 | Railway | Fuel facility: Unanchored components with backup power | Earthquake | Peak Ground Acceleration (g) | 0.54262
0.45 | E8.3 | Railway | Fuel facility: Unanchored components with backup power | Earthquake | Peak Ground Acceleration (g) | 0.59372
0.5 | E8.3 | Railway | Fuel facility: Unanchored components with backup power | Earthquake | Peak Ground Acceleration (g) | 0.63888
0.55 | E8.3 | Railway | Fuel facility: Unanchored components with backup power | Earthquake | Peak Ground Acceleration (g) | 0.67883
0.6 | E8.3 | Railway | Fuel facility: Unanchored components with backup power | Earthquake | Peak Ground Acceleration (g) | 0.71419
0.65 | E8.3 | Railway | Fuel facility: Unanchored components with backup power | Earthquake | Peak Ground Acceleration (g) | 0.7455
0.7 | E8.3 | Railway | Fuel facility: Unanchored components with backup power | Earthquake | Peak Ground Acceleration (g) | 0.77321
0.75 | E8.3 | Railway | Fuel facility: Unanchored components with backup power | Earthquake | Peak Ground Acceleration (g) | 0.79776
0.8 | E8.3 | Railway | Fuel facility: Unanchored components with backup power | Earthquake | Peak Ground Acceleration (g) | 0.81949
0.85 | E8.3 | Railway | Fuel facility: Unanchored components with backup power | Earthquake | Peak Ground Acceleration (g) | 0.83875
0.9 | E8.3 | Railway | Fuel facility: Unanchored components with backup power | Earthquake | Peak Ground Acceleration (g) | 0.85581
0.95 | E8.3 | Railway | Fuel facility: Unanchored components with backup power | Earthquake | Peak Ground Acceleration (g) | 0.87093
1 | E8.3 | Railway | Fuel facility: Unanchored components with backup power | Earthquake | Peak Ground Acceleration (g) | 0.88435
1.05 | E8.3 | Railway | Fuel facility: Unanchored components with backup power | Earthquake | Peak Ground Acceleration (g) | 0.89626
1.1 | E8.3 | Railway | Fuel facility: Unanchored components with backup power | Earthquake | Peak Ground Acceleration (g) | 0.90684
1.15 | E8.3 | Railway | Fuel facility: Unanchored components with backup power | Earthquake | Peak Ground Acceleration (g) | 0.91624
1.2 | E8.3 | Railway | Fuel facility: Unanchored components with backup power | Earthquake | Peak Ground Acceleration (g) | 0.92462
1.25 | E8.3 | Railway | Fuel facility: Unanchored components with backup power | Earthquake | Peak Ground Acceleration (g) | 0.93208
1.3 | E8.3 | Railway | Fuel facility: Unanchored components with backup power | Earthquake | Peak Ground Acceleration (g) | 0.93873
1.35 | E8.3 | Railway | Fuel facility: Unanchored components with backup power | Earthquake | Peak Ground Acceleration (g) | 0.94467
1.4 | E8.3 | Railway | Fuel facility: Unanchored components with backup power | Earthquake | Peak Ground Acceleration (g) | 0.94998
1.45 | E8.3 | Railway | Fuel facility: Unanchored components with backup power | Earthquake | Peak Ground Acceleration (g) | 0.95473
1.5 | E8.3 | Railway | Fuel facility: Unanchored components with backup power | Earthquake | Peak Ground Acceleration (g) | 0.95899
1.55 | E8.3 | Railway | Fuel facility: Unanchored components with backup power | Earthquake | Peak Ground Acceleration (g) | 0.9628
1.6 | E8.3 | Railway | Fuel facility: Unanchored components with backup power | Earthquake | Peak Ground Acceleration (g) | 0.96623
1.65 | E8.3 | Railway | Fuel facility: Unanchored components with backup power | Earthquake | Peak Ground Acceleration (g) | 0.96931
1.7 | E8.3 | Railway | Fuel facility: Unanchored components with backup power | Earthquake | Peak Ground Acceleration (g) | 0.97208
1.75 | E8.3 | Railway | Fuel facility: Unanchored components with backup power | Earthquake | Peak Ground Acceleration (g) | 0.97457
1.8 | E8.3 | Railway | Fuel facility: Unanchored components with backup power | Earthquake | Peak Ground Acceleration (g) | 0.97682
1.85 | E8.3 | Railway | Fuel facility: Unanchored components with backup power | Earthquake | Peak Ground Acceleration (g) | 0.97885
1.9 | E8.3 | Railway | Fuel facility: Unanchored components with backup power | Earthquake | Peak Ground Acceleration (g) | 0.98069
1.95 | E8.3 | Railway | Fuel facility: Unanchored components with backup power | Earthquake | Peak Ground Acceleration (g) | 0.98235
2 | E8.3 | Railway | Fuel facility: Unanchored components with backup power | Earthquake | Peak Ground Acceleration (g) | 0.98385
2.05 | E8.3 | Railway | Fuel facility: Unanchored components with backup power | Earthquake | Peak Ground Acceleration (g) | 0.98521
2.1 | E8.3 | Railway | Fuel facility: Unanchored components with backup power | Earthquake | Peak Ground Acceleration (g) | 0.98645
2.15 | E8.3 | Railway | Fuel facility: Unanchored components with backup power | Earthquake | Peak Ground Acceleration (g) | 0.98757
2.2 | E8.3 | Railway | Fuel facility: Unanchored components with backup power | Earthquake | Peak Ground Acceleration (g) | 0.98859
2.25 | E8.3 | Railway | Fuel facility: Unanchored components with backup power | Earthquake | Peak Ground Acceleration (g) | 0.98951
2.3 | E8.3 | Railway | Fuel facility: Unanchored components with backup power | Earthquake | Peak Ground Acceleration (g) | 0.99036
2.35 | E8.3 | Railway | Fuel facility: Unanchored components with backup power | Earthquake | Peak Ground Acceleration (g) | 0.99113
2.4 | E8.3 | Railway | Fuel facility: Unanchored components with backup power | Earthquake | Peak Ground Acceleration (g) | 0.99183
2.45 | E8.3 | Railway | Fuel facility: Unanchored components with backup power | Earthquake | Peak Ground Acceleration (g) | 0.99247
2.5 | E8.3 | Railway | Fuel facility: Unanchored components with backup power | Earthquake | Peak Ground Acceleration (g) | 0.99305
2.55 | E8.3 | Railway | Fuel facility: Unanchored components with backup power | Earthquake | Peak Ground Acceleration (g) | 0.99359
2.6 | E8.3 | Railway | Fuel facility: Unanchored components with backup power | Earthquake | Peak Ground Acceleration (g) | 0.99408
2.65 | E8.3 | Railway | Fuel facility: Unanchored components with backup power | Earthquake | Peak Ground Acceleration (g) | 0.99453
2.7 | E8.3 | Railway | Fuel facility: Unanchored components with backup power | Earthquake | Peak Ground Acceleration (g) | 0.99494
2.75 | E8.3 | Railway | Fuel facility: Unanchored components with backup power | Earthquake | Peak Ground Acceleration (g) | 0.99532
2.8 | E8.3 | Railway | Fuel facility: Unanchored components with backup power | Earthquake | Peak Ground Acceleration (g) | 0.99566
2.85 | E8.3 | Railway | Fuel facility: Unanchored components with backup power | Earthquake | Peak Ground Acceleration (g) | 0.99598
2.9 | E8.3 | Railway | Fuel facility: Unanchored components with backup power | Earthquake | Peak Ground Acceleration (g) | 0.99627
2.95 | E8.3 | Railway | Fuel facility: Unanchored components with backup power | Earthquake | Peak Ground Acceleration (g) | 0.99654
3 | E8.3 | Railway | Fuel facility: Unanchored components with backup power | Earthquake | Peak Ground Acceleration (g) | 0.99679
3.05 | E8.3 | Railway | Fuel facility: Unanchored components with backup power | Earthquake | Peak Ground Acceleration (g) | 0.99702
3.1 | E8.3 | Railway | Fuel facility: Unanchored components with backup power | Earthquake | Peak Ground Acceleration (g) | 0.99723
3.15 | E8.3 | Railway | Fuel facility: Unanchored components with backup power | Earthquake | Peak Ground Acceleration (g) | 0.99742
3.2 | E8.3 | Railway | Fuel facility: Unanchored components with backup power | Earthquake | Peak Ground Acceleration (g) | 0.9976
3.25 | E8.3 | Railway | Fuel facility: Unanchored components with backup power | Earthquake | Peak Ground Acceleration (g) | 0.99777
3.3 | E8.3 | Railway | Fuel facility: Unanchored components with backup power | Earthquake | Peak Ground Acceleration (g) | 0.99792
3.35 | E8.3 | Railway | Fuel facility: Unanchored components with backup power | Earthquake | Peak Ground Acceleration (g) | 0.99806
3.4 | E8.3 | Railway | Fuel facility: Unanchored components with backup power | Earthquake | Peak Ground Acceleration (g) | 0.99819
3.45 | E8.3 | Railway | Fuel facility: Unanchored components with backup power | Earthquake | Peak Ground Acceleration (g) | 0.99831
3.5 | E8.3 | Railway | Fuel facility: Unanchored components with backup power | Earthquake | Peak Ground Acceleration (g) | 0.99842
3.55 | E8.3 | Railway | Fuel facility: Unanchored components with backup power | Earthquake | Peak Ground Acceleration (g) | 0.99853
3.6 | E8.3 | Railway | Fuel facility: Unanchored components with backup power | Earthquake | Peak Ground Acceleration (g) | 0.99862
3.65 | E8.3 | Railway | Fuel facility: Unanchored components with backup power | Earthquake | Peak Ground Acceleration (g) | 0.99871
3.7 | E8.3 | Railway | Fuel facility: Unanchored components with backup power | Earthquake | Peak Ground Acceleration (g) | 0.9988
3.75 | E8.3 | Railway | Fuel facility: Unanchored components with backup power | Earthquake | Peak Ground Acceleration (g) | 0.99887
3.8 | E8.3 | Railway | Fuel facility: Unanchored components with backup power | Earthquake | Peak Ground Acceleration (g) | 0.99895
3.85 | E8.3 | Railway | Fuel facility: Unanchored components with backup power | Earthquake | Peak Ground Acceleration (g) | 0.99901
3.9 | E8.3 | Railway | Fuel facility: Unanchored components with backup power | Earthquake | Peak Ground Acceleration (g) | 0.99908
3.95 | E8.3 | Railway | Fuel facility: Unanchored components with backup power | Earthquake | Peak Ground Acceleration (g) | 0.99913
4 | E8.3 | Railway | Fuel facility: Unanchored components with backup power | Earthquake | Peak Ground Acceleration (g) | 0.99919
0 | E8.3a | Railway | Fuel facility: Unanchored components with backup power | Earthquake | Peak Ground Acceleration (g) | 0
0.05 | E8.3a | Railway | Fuel facility: Unanchored components with backup power | Earthquake | Peak Ground Acceleration (g) | 0.0012181
0.1 | E8.3a | Railway | Fuel facility: Unanchored components with backup power | Earthquake | Peak Ground Acceleration (g) | 0.012926
0.15 | E8.3a | Railway | Fuel facility: Unanchored components with backup power | Earthquake | Peak Ground Acceleration (g) | 0.042801
0.2 | E8.3a | Railway | Fuel facility: Unanchored components with backup power | Earthquake | Peak Ground Acceleration (g) | 0.08579
0.25 | E8.3a | Railway | Fuel facility: Unanchored components with backup power | Earthquake | Peak Ground Acceleration (g) | 0.13392
0.3 | E8.3a | Railway | Fuel facility: Unanchored components with backup power | Earthquake | Peak Ground Acceleration (g) | 0.18271
0.35 | E8.3a | Railway | Fuel facility: Unanchored components with backup power | Earthquake | Peak Ground Acceleration (g) | 0.23029
0.4 | E8.3a | Railway | Fuel facility: Unanchored components with backup power | Earthquake | Peak Ground Acceleration (g) | 0.27591
0.45 | E8.3a | Railway | Fuel facility: Unanchored components with backup power | Earthquake | Peak Ground Acceleration (g) | 0.31922
0.5 | E8.3a | Railway | Fuel facility: Unanchored components with backup power | Earthquake | Peak Ground Acceleration (g) | 0.36002
0.55 | E8.3a | Railway | Fuel facility: Unanchored components with backup power | Earthquake | Peak Ground Acceleration (g) | 0.3982
0.6 | E8.3a | Railway | Fuel facility: Unanchored components with backup power | Earthquake | Peak Ground Acceleration (g) | 0.43371
0.65 | E8.3a | Railway | Fuel facility: Unanchored components with backup power | Earthquake | Peak Ground Acceleration (g) | 0.46655
0.7 | E8.3a | Railway | Fuel facility: Unanchored components with backup power | Earthquake | Peak Ground Acceleration (g) | 0.49677
0.75 | E8.3a | Railway | Fuel facility: Unanchored components with backup power | Earthquake | Peak Ground Acceleration (g) | 0.52448
0.8 | E8.3a | Railway | Fuel facility: Unanchored components with backup power | Earthquake | Peak Ground Acceleration (g) | 0.54979
0.85 | E8.3a | Railway | Fuel facility: Unanchored components with backup power | Earthquake | Peak Ground Acceleration (g) | 0.57286
0.9 | E8.3a | Railway | Fuel facility: Unanchored components with backup power | Earthquake | Peak Ground Acceleration (g) | 0.59383
0.95 | E8.3a | Railway | Fuel facility: Unanchored components with backup power | Earthquake | Peak Ground Acceleration (g) | 0.61287
1 | E8.3a | Railway | Fuel facility: Unanchored components with backup power | Earthquake | Peak Ground Acceleration (g) | 0.63012
1.05 | E8.3a | Railway | Fuel facility: Unanchored components with backup power | Earthquake | Peak Ground Acceleration (g) | 0.64575
1.1 | E8.3a | Railway | Fuel facility: Unanchored components with backup power | Earthquake | Peak Ground Acceleration (g) | 0.65989
1.15 | E8.3a | Railway | Fuel facility: Unanchored components with backup power | Earthquake | Peak Ground Acceleration (g) | 0.67269
1.2 | E8.3a | Railway | Fuel facility: Unanchored components with backup power | Earthquake | Peak Ground Acceleration (g) | 0.68426
1.25 | E8.3a | Railway | Fuel facility: Unanchored components with backup power | Earthquake | Peak Ground Acceleration (g) | 0.69472
1.3 | E8.3a | Railway | Fuel facility: Unanchored components with backup power | Earthquake | Peak Ground Acceleration (g) | 0.70418
1.35 | E8.3a | Railway | Fuel facility: Unanchored components with backup power | Earthquake | Peak Ground Acceleration (g) | 0.71274
1.4 | E8.3a | Railway | Fuel facility: Unanchored components with backup power | Earthquake | Peak Ground Acceleration (g) | 0.72048
1.45 | E8.3a | Railway | Fuel facility: Unanchored components with backup power | Earthquake | Peak Ground Acceleration (g) | 0.72749
1.5 | E8.3a | Railway | Fuel facility: Unanchored components with backup power | Earthquake | Peak Ground Acceleration (g) | 0.73384
1.55 | E8.3a | Railway | Fuel facility: Unanchored components with backup power | Earthquake | Peak Ground Acceleration (g) | 0.73958
1.6 | E8.3a | Railway | Fuel facility: Unanchored components with backup power | Earthquake | Peak Ground Acceleration (g) | 0.7448
1.65 | E8.3a | Railway | Fuel facility: Unanchored components with backup power | Earthquake | Peak Ground Acceleration (g) | 0.74952
1.7 | E8.3a | Railway | Fuel facility: Unanchored components with backup power | Earthquake | Peak Ground Acceleration (g) | 0.75381
1.75 | E8.3a | Railway | Fuel facility: Unanchored components with backup power | Earthquake | Peak Ground Acceleration (g) | 0.7577
1.8 | E8.3a | Railway | Fuel facility: Unanchored components with backup power | Earthquake | Peak Ground Acceleration (g) | 0.76124
1.85 | E8.3a | Railway | Fuel facility: Unanchored components with backup power | Earthquake | Peak Ground Acceleration (g) | 0.76446
1.9 | E8.3a | Railway | Fuel facility: Unanchored components with backup power | Earthquake | Peak Ground Acceleration (g) | 0.76739
1.95 | E8.3a | Railway | Fuel facility: Unanchored components with backup power | Earthquake | Peak Ground Acceleration (g) | 0.77005
2 | E8.3a | Railway | Fuel facility: Unanchored components with backup power | Earthquake | Peak Ground Acceleration (g) | 0.77248
2.05 | E8.3a | Railway | Fuel facility: Unanchored components with backup power | Earthquake | Peak Ground Acceleration (g) | 0.7747
2.1 | E8.3a | Railway | Fuel facility: Unanchored components with backup power | Earthquake | Peak Ground Acceleration (g) | 0.77672
2.15 | E8.3a | Railway | Fuel facility: Unanchored components with backup power | Earthquake | Peak Ground Acceleration (g) | 0.77856
2.2 | E8.3a | Railway | Fuel facility: Unanchored components with backup power | Earthquake | Peak Ground Acceleration (g) | 0.78024
2.25 | E8.3a | Railway | Fuel facility: Unanchored components with backup power | Earthquake | Peak Ground Acceleration (g) | 0.78178
2.3 | E8.3a | Railway | Fuel facility: Unanchored components with backup power | Earthquake | Peak Ground Acceleration (g) | 0.78319
2.35 | E8.3a | Railway | Fuel facility: Unanchored components with backup power | Earthquake | Peak Ground Acceleration (g) | 0.78448
2.4 | E8.3a | Railway | Fuel facility: Unanchored components with backup power | Earthquake | Peak Ground Acceleration (g) | 0.78567
2.45 | E8.3a | Railway | Fuel facility: Unanchored components with backup power | Earthquake | Peak Ground Acceleration (g) | 0.78675
2.5 | E8.3a | Railway | Fuel facility: Unanchored components with backup power | Earthquake | Peak Ground Acceleration (g) | 0.78774
2.55 | E8.3a | Railway | Fuel facility: Unanchored components with backup power | Earthquake | Peak Ground Acceleration (g) | 0.78866
2.6 | E8.3a | Railway | Fuel facility: Unanchored components with backup power | Earthquake | Peak Ground Acceleration (g) | 0.7895
2.65 | E8.3a | Railway | Fuel facility: Unanchored components with backup power | Earthquake | Peak Ground Acceleration (g) | 0.79027
2.7 | E8.3a | Railway | Fuel facility: Unanchored components with backup power | Earthquake | Peak Ground Acceleration (g) | 0.79097
2.75 | E8.3a | Railway | Fuel facility: Unanchored components with backup power | Earthquake | Peak Ground Acceleration (g) | 0.79163
2.8 | E8.3a | Railway | Fuel facility: Unanchored components with backup power | Earthquake | Peak Ground Acceleration (g) | 0.79223
2.85 | E8.3a | Railway | Fuel facility: Unanchored components with backup power | Earthquake | Peak Ground Acceleration (g) | 0.79278
2.9 | E8.3a | Railway | Fuel facility: Unanchored components with backup power | Earthquake | Peak Ground Acceleration (g) | 0.79329
2.95 | E8.3a | Railway | Fuel facility: Unanchored components with backup power | Earthquake | Peak Ground Acceleration (g) | 0.79376
3 | E8.3a | Railway | Fuel facility: Unanchored components with backup power | Earthquake | Peak Ground Acceleration (g) | 0.7942
3.05 | E8.3a | Railway | Fuel facility: Unanchored components with backup power | Earthquake | Peak Ground Acceleration (g) | 0.7946
3.1 | E8.3a | Railway | Fuel facility: Unanchored components with backup power | Earthquake | Peak Ground Acceleration (g) | 0.79497
3.15 | E8.3a | Railway | Fuel facility: Unanchored components with backup power | Earthquake | Peak Ground Acceleration (g) | 0.79531
3.2 | E8.3a | Railway | Fuel facility: Unanchored components with backup power | Earthquake | Peak Ground Acceleration (g) | 0.79563
3.25 | E8.3a | Railway | Fuel facility: Unanchored components with backup power | Earthquake | Peak Ground Acceleration (g) | 0.79593
3.3 | E8.3a | Railway | Fuel facility: Unanchored components with backup power | Earthquake | Peak Ground Acceleration (g) | 0.7962
3.35 | E8.3a | Railway | Fuel facility: Unanchored components with backup power | Earthquake | Peak Ground Acceleration (g) | 0.79645
3.4 | E8.3a | Railway | Fuel facility: Unanchored components with backup power | Earthquake | Peak Ground Acceleration (g) | 0.79669
3.45 | E8.3a | Railway | Fuel facility: Unanchored components with backup power | Earthquake | Peak Ground Acceleration (g) | 0.7969
3.5 | E8.3a | Railway | Fuel facility: Unanchored components with backup power | Earthquake | Peak Ground Acceleration (g) | 0.7971
3.55 | E8.3a | Railway | Fuel facility: Unanchored components with backup power | Earthquake | Peak Ground Acceleration (g) | 0.79729
3.6 | E8.3a | Railway | Fuel facility: Unanchored components with backup power | Earthquake | Peak Ground Acceleration (g) | 0.79747
3.65 | E8.3a | Railway | Fuel facility: Unanchored components with backup power | Earthquake | Peak Ground Acceleration (g) | 0.79763
3.7 | E8.3a | Railway | Fuel facility: Unanchored components with backup power | Earthquake | Peak Ground Acceleration (g) | 0.79778
3.75 | E8.3a | Railway | Fuel facility: Unanchored components with backup power | Earthquake | Peak Ground Acceleration (g) | 0.79792
3.8 | E8.3a | Railway | Fuel facility: Unanchored components with backup power | Earthquake | Peak Ground Acceleration (g) | 0.79805
3.85 | E8.3a | Railway | Fuel facility: Unanchored components with backup power | Earthquake | Peak Ground Acceleration (g) | 0.79817
3.9 | E8.3a | Railway | Fuel facility: Unanchored components with backup power | Earthquake | Peak Ground Acceleration (g) | 0.79828
3.95 | E8.3a | Railway | Fuel facility: Unanchored components with backup power | Earthquake | Peak Ground Acceleration (g) | 0.79839
4 | E8.3a | Railway | Fuel facility: Unanchored components with backup power | Earthquake | Peak Ground Acceleration (g) | 0.79849
0 | E8.3b | Railway | Fuel facility: Unanchored components with backup power | Earthquake | Peak Ground Acceleration (g) | 0
0.05 | E8.3b | Railway | Fuel facility: Unanchored components with backup power | Earthquake | Peak Ground Acceleration (g) | 0.015885
0.1 | E8.3b | Railway | Fuel facility: Unanchored components with backup power | Earthquake | Peak Ground Acceleration (g) | 0.088809
0.15 | E8.3b | Railway | Fuel facility: Unanchored components with backup power | Earthquake | Peak Ground Acceleration (g) | 0.17554
0.2 | E8.3b | Railway | Fuel facility: Unanchored components with backup power | Earthquake | Peak Ground Acceleration (g) | 0.26291
0.25 | E8.3b | Railway | Fuel facility: Unanchored components with backup power | Earthquake | Peak Ground Acceleration (g) | 0.34502
0.3 | E8.3b | Railway | Fuel facility: Unanchored components with backup power | Earthquake | Peak Ground Acceleration (g) | 0.41907
0.35 | E8.3b | Railway | Fuel facility: Unanchored components with backup power | Earthquake | Peak Ground Acceleration (g) | 0.48471
0.4 | E8.3b | Railway | Fuel facility: Unanchored components with backup power | Earthquake | Peak Ground Acceleration (g) | 0.54262
0.45 | E8.3b | Railway | Fuel facility: Unanchored components with backup power | Earthquake | Peak Ground Acceleration (g) | 0.59372
0.5 | E8.3b | Railway | Fuel facility: Unanchored components with backup power | Earthquake | Peak Ground Acceleration (g) | 0.63888
0.55 | E8.3b | Railway | Fuel facility: Unanchored components with backup power | Earthquake | Peak Ground Acceleration (g) | 0.67883
0.6 | E8.3b | Railway | Fuel facility: Unanchored components with backup power | Earthquake | Peak Ground Acceleration (g) | 0.71419
0.65 | E8.3b | Railway | Fuel facility: Unanchored components with backup power | Earthquake | Peak Ground Acceleration (g) | 0.7455
0.7 | E8.3b | Railway | Fuel facility: Unanchored components with backup power | Earthquake | Peak Ground Acceleration (g) | 0.77321
0.75 | E8.3b | Railway | Fuel facility: Unanchored components with backup power | Earthquake | Peak Ground Acceleration (g) | 0.79776
0.8 | E8.3b | Railway | Fuel facility: Unanchored components with backup power | Earthquake | Peak Ground Acceleration (g) | 0.81949
0.85 | E8.3b | Railway | Fuel facility: Unanchored components with backup power | Earthquake | Peak Ground Acceleration (g) | 0.83875
0.9 | E8.3b | Railway | Fuel facility: Unanchored components with backup power | Earthquake | Peak Ground Acceleration (g) | 0.85581
0.95 | E8.3b | Railway | Fuel facility: Unanchored components with backup power | Earthquake | Peak Ground Acceleration (g) | 0.87093
1 | E8.3b | Railway | Fuel facility: Unanchored components with backup power | Earthquake | Peak Ground Acceleration (g) | 0.88435
1.05 | E8.3b | Railway | Fuel facility: Unanchored components with backup power | Earthquake | Peak Ground Acceleration (g) | 0.89626
1.1 | E8.3b | Railway | Fuel facility: Unanchored components with backup power | Earthquake | Peak Ground Acceleration (g) | 0.90684
1.15 | E8.3b | Railway | Fuel facility: Unanchored components with backup power | Earthquake | Peak Ground Acceleration (g) | 0.91624
1.2 | E8.3b | Railway | Fuel facility: Unanchored components with backup power | Earthquake | Peak Ground Acceleration (g) | 0.92462
1.25 | E8.3b | Railway | Fuel facility: Unanchored components with backup power | Earthquake | Peak Ground Acceleration (g) | 0.93208
1.3 | E8.3b | Railway | Fuel facility: Unanchored components with backup power | Earthquake | Peak Ground Acceleration (g) | 0.93873
1.35 | E8.3b | Railway | Fuel facility: Unanchored components with backup power | Earthquake | Peak Ground Acceleration (g) | 0.94467
1.4 | E8.3b | Railway | Fuel facility: Unanchored components with backup power | Earthquake | Peak Ground Acceleration (g) | 0.94998
1.45 | E8.3b | Railway | Fuel facility: Unanchored components with backup power | Earthquake | Peak Ground Acceleration (g) | 0.95473
1.5 | E8.3b | Railway | Fuel facility: Unanchored components with backup power | Earthquake | Peak Ground Acceleration (g) | 0.95899
1.55 | E8.3b | Railway | Fuel facility: Unanchored components with backup power | Earthquake | Peak Ground Acceleration (g) | 0.9628
1.6 | E8.3b | Railway | Fuel facility: Unanchored components with backup power | Earthquake | Peak Ground Acceleration (g) | 0.96623
1.65 | E8.3b | Railway | Fuel facility: Unanchored components with backup power | Earthquake | Peak Ground Acceleration (g) | 0.96931
1.7 | E8.3b | Railway | Fuel facility: Unanchored components with backup power | Earthquake | Peak Ground Acceleration (g) | 0.97208
1.75 | E8.3b | Railway | Fuel facility: Unanchored components with backup power | Earthquake | Peak Ground Acceleration (g) | 0.97457
1.8 | E8.3b | Railway | Fuel facility: Unanchored components with backup power | Earthquake | Peak Ground Acceleration (g) | 0.97682
1.85 | E8.3b | Railway | Fuel facility: Unanchored components with backup power | Earthquake | Peak Ground Acceleration (g) | 0.97885
1.9 | E8.3b | Railway | Fuel facility: Unanchored components with backup power | Earthquake | Peak Ground Acceleration (g) | 0.98069
1.95 | E8.3b | Railway | Fuel facility: Unanchored components with backup power | Earthquake | Peak Ground Acceleration (g) | 0.98235
2 | E8.3b | Railway | Fuel facility: Unanchored components with backup power | Earthquake | Peak Ground Acceleration (g) | 0.98385
2.05 | E8.3b | Railway | Fuel facility: Unanchored components with backup power | Earthquake | Peak Ground Acceleration (g) | 0.98521
2.1 | E8.3b | Railway | Fuel facility: Unanchored components with backup power | Earthquake | Peak Ground Acceleration (g) | 0.98645
2.15 | E8.3b | Railway | Fuel facility: Unanchored components with backup power | Earthquake | Peak Ground Acceleration (g) | 0.98757
2.2 | E8.3b | Railway | Fuel facility: Unanchored components with backup power | Earthquake | Peak Ground Acceleration (g) | 0.98859
2.25 | E8.3b | Railway | Fuel facility: Unanchored components with backup power | Earthquake | Peak Ground Acceleration (g) | 0.98951
2.3 | E8.3b | Railway | Fuel facility: Unanchored components with backup power | Earthquake | Peak Ground Acceleration (g) | 0.99036
2.35 | E8.3b | Railway | Fuel facility: Unanchored components with backup power | Earthquake | Peak Ground Acceleration (g) | 0.99113
2.4 | E8.3b | Railway | Fuel facility: Unanchored components with backup power | Earthquake | Peak Ground Acceleration (g) | 0.99183
2.45 | E8.3b | Railway | Fuel facility: Unanchored components with backup power | Earthquake | Peak Ground Acceleration (g) | 0.99247
2.5 | E8.3b | Railway | Fuel facility: Unanchored components with backup power | Earthquake | Peak Ground Acceleration (g) | 0.99305
2.55 | E8.3b | Railway | Fuel facility: Unanchored components with backup power | Earthquake | Peak Ground Acceleration (g) | 0.99359
2.6 | E8.3b | Railway | Fuel facility: Unanchored components with backup power | Earthquake | Peak Ground Acceleration (g) | 0.99408
2.65 | E8.3b | Railway | Fuel facility: Unanchored components with backup power | Earthquake | Peak Ground Acceleration (g) | 0.99453
2.7 | E8.3b | Railway | Fuel facility: Unanchored components with backup power | Earthquake | Peak Ground Acceleration (g) | 0.99494
2.75 | E8.3b | Railway | Fuel facility: Unanchored components with backup power | Earthquake | Peak Ground Acceleration (g) | 0.99532
2.8 | E8.3b | Railway | Fuel facility: Unanchored components with backup power | Earthquake | Peak Ground Acceleration (g) | 0.99566
2.85 | E8.3b | Railway | Fuel facility: Unanchored components with backup power | Earthquake | Peak Ground Acceleration (g) | 0.99598
2.9 | E8.3b | Railway | Fuel facility: Unanchored components with backup power | Earthquake | Peak Ground Acceleration (g) | 0.99627
2.95 | E8.3b | Railway | Fuel facility: Unanchored components with backup power | Earthquake | Peak Ground Acceleration (g) | 0.99654
3 | E8.3b | Railway | Fuel facility: Unanchored components with backup power | Earthquake | Peak Ground Acceleration (g) | 0.99679
3.05 | E8.3b | Railway | Fuel facility: Unanchored components with backup power | Earthquake | Peak Ground Acceleration (g) | 0.99702
3.1 | E8.3b | Railway | Fuel facility: Unanchored components with backup power | Earthquake | Peak Ground Acceleration (g) | 0.99723
3.15 | E8.3b | Railway | Fuel facility: Unanchored components with backup power | Earthquake | Peak Ground Acceleration (g) | 0.99742
3.2 | E8.3b | Railway | Fuel facility: Unanchored components with backup power | Earthquake | Peak Ground Acceleration (g) | 0.9976
3.25 | E8.3b | Railway | Fuel facility: Unanchored components with backup power | Earthquake | Peak Ground Acceleration (g) | 0.99777
3.3 | E8.3b | Railway | Fuel facility: Unanchored components with backup power | Earthquake | Peak Ground Acceleration (g) | 0.99792
3.35 | E8.3b | Railway | Fuel facility: Unanchored components with backup power | Earthquake | Peak Ground Acceleration (g) | 0.99806
3.4 | E8.3b | Railway | Fuel facility: Unanchored components with backup power | Earthquake | Peak Ground Acceleration (g) | 0.99819
3.45 | E8.3b | Railway | Fuel facility: Unanchored components with backup power | Earthquake | Peak Ground Acceleration (g) | 0.99831
3.5 | E8.3b | Railway | Fuel facility: Unanchored components with backup power | Earthquake | Peak Ground Acceleration (g) | 0.99842
3.55 | E8.3b | Railway | Fuel facility: Unanchored components with backup power | Earthquake | Peak Ground Acceleration (g) | 0.99853
3.6 | E8.3b | Railway | Fuel facility: Unanchored components with backup power | Earthquake | Peak Ground Acceleration (g) | 0.99862
3.65 | E8.3b | Railway | Fuel facility: Unanchored components with backup power | Earthquake | Peak Ground Acceleration (g) | 0.99871
3.7 | E8.3b | Railway | Fuel facility: Unanchored components with backup power | Earthquake | Peak Ground Acceleration (g) | 0.9988
3.75 | E8.3b | Railway | Fuel facility: Unanchored components with backup power | Earthquake | Peak Ground Acceleration (g) | 0.99887
3.8 | E8.3b | Railway | Fuel facility: Unanchored components with backup power | Earthquake | Peak Ground Acceleration (g) | 0.99895
3.85 | E8.3b | Railway | Fuel facility: Unanchored components with backup power | Earthquake | Peak Ground Acceleration (g) | 0.99901
3.9 | E8.3b | Railway | Fuel facility: Unanchored components with backup power | Earthquake | Peak Ground Acceleration (g) | 0.99908
3.95 | E8.3b | Railway | Fuel facility: Unanchored components with backup power | Earthquake | Peak Ground Acceleration (g) | 0.99913
4 | E8.3b | Railway | Fuel facility: Unanchored components with backup power | Earthquake | Peak Ground Acceleration (g) | 0.99919
0 | E8.4 | Railway | Fuel facility: Unanchored components w/o backup power | Earthquake | Peak Ground Acceleration (g) | 0
0.05 | E8.4 | Railway | Fuel facility: Unanchored components w/o backup power | Earthquake | Peak Ground Acceleration (g) | 0.018274
0.1 | E8.4 | Railway | Fuel facility: Unanchored components w/o backup power | Earthquake | Peak Ground Acceleration (g) | 0.10479
0.15 | E8.4 | Railway | Fuel facility: Unanchored components w/o backup power | Earthquake | Peak Ground Acceleration (g) | 0.20335
0.2 | E8.4 | Railway | Fuel facility: Unanchored components w/o backup power | Earthquake | Peak Ground Acceleration (g) | 0.29772
0.25 | E8.4 | Railway | Fuel facility: Unanchored components w/o backup power | Earthquake | Peak Ground Acceleration (g) | 0.38007
0.3 | E8.4 | Railway | Fuel facility: Unanchored components w/o backup power | Earthquake | Peak Ground Acceleration (g) | 0.44975
0.35 | E8.4 | Railway | Fuel facility: Unanchored components w/o backup power | Earthquake | Peak Ground Acceleration (g) | 0.50934
0.4 | E8.4 | Railway | Fuel facility: Unanchored components w/o backup power | Earthquake | Peak Ground Acceleration (g) | 0.5614
0.45 | E8.4 | Railway | Fuel facility: Unanchored components w/o backup power | Earthquake | Peak Ground Acceleration (g) | 0.60759
0.5 | E8.4 | Railway | Fuel facility: Unanchored components w/o backup power | Earthquake | Peak Ground Acceleration (g) | 0.64893
0.55 | E8.4 | Railway | Fuel facility: Unanchored components w/o backup power | Earthquake | Peak Ground Acceleration (g) | 0.68603
0.6 | E8.4 | Railway | Fuel facility: Unanchored components w/o backup power | Earthquake | Peak Ground Acceleration (g) | 0.71933
0.65 | E8.4 | Railway | Fuel facility: Unanchored components w/o backup power | Earthquake | Peak Ground Acceleration (g) | 0.74915
0.7 | E8.4 | Railway | Fuel facility: Unanchored components w/o backup power | Earthquake | Peak Ground Acceleration (g) | 0.77582
0.75 | E8.4 | Railway | Fuel facility: Unanchored components w/o backup power | Earthquake | Peak Ground Acceleration (g) | 0.79962
0.8 | E8.4 | Railway | Fuel facility: Unanchored components w/o backup power | Earthquake | Peak Ground Acceleration (g) | 0.82083
0.85 | E8.4 | Railway | Fuel facility: Unanchored components w/o backup power | Earthquake | Peak Ground Acceleration (g) | 0.83971
0.9 | E8.4 | Railway | Fuel facility: Unanchored components w/o backup power | Earthquake | Peak Ground Acceleration (g) | 0.8565
0.95 | E8.4 | Railway | Fuel facility: Unanchored components w/o backup power | Earthquake | Peak Ground Acceleration (g) | 0.87144
1 | E8.4 | Railway | Fuel facility: Unanchored components w/o backup power | Earthquake | Peak Ground Acceleration (g) | 0.88472
1.05 | E8.4 | Railway | Fuel facility: Unanchored components w/o backup power | Earthquake | Peak Ground Acceleration (g) | 0.89653
1.1 | E8.4 | Railway | Fuel facility: Unanchored components w/o backup power | Earthquake | Peak Ground Acceleration (g) | 0.90704
1.15 | E8.4 | Railway | Fuel facility: Unanchored components w/o backup power | Earthquake | Peak Ground Acceleration (g) | 0.91639
1.2 | E8.4 | Railway | Fuel facility: Unanchored components w/o backup power | Earthquake | Peak Ground Acceleration (g) | 0.92473
1.25 | E8.4 | Railway | Fuel facility: Unanchored components w/o backup power | Earthquake | Peak Ground Acceleration (g) | 0.93216
1.3 | E8.4 | Railway | Fuel facility: Unanchored components w/o backup power | Earthquake | Peak Ground Acceleration (g) | 0.93879
1.35 | E8.4 | Railway | Fuel facility: Unanchored components w/o backup power | Earthquake | Peak Ground Acceleration (g) | 0.94472
1.4 | E8.4 | Railway | Fuel facility: Unanchored components w/o backup power | Earthquake | Peak Ground Acceleration (g) | 0.95002
1.45 | E8.4 | Railway | Fuel facility: Unanchored components w/o backup power | Earthquake | Peak Ground Acceleration (g) | 0.95476
1.5 | E8.4 | Railway | Fuel facility: Unanchored components w/o backup power | Earthquake | Peak Ground Acceleration (g) | 0.95901
1.55 | E8.4 | Railway | Fuel facility: Unanchored components w/o backup power | Earthquake | Peak Ground Acceleration (g) | 0.96282
1.6 | E8.4 | Railway | Fuel facility: Unanchored components w/o backup power | Earthquake | Peak Ground Acceleration (g) | 0.96624
1.65 | E8.4 | Railway | Fuel facility: Unanchored components w/o backup power | Earthquake | Peak Ground Acceleration (g) | 0.96932
1.7 | E8.4 | Railway | Fuel facility: Unanchored components w/o backup power | Earthquake | Peak Ground Acceleration (g) | 0.97209
1.75 | E8.4 | Railway | Fuel facility: Unanchored components w/o backup power | Earthquake | Peak Ground Acceleration (g) | 0.97458
1.8 | E8.4 | Railway | Fuel facility: Unanchored components w/o backup power | Earthquake | Peak Ground Acceleration (g) | 0.97683
1.85 | E8.4 | Railway | Fuel facility: Unanchored components w/o backup power | Earthquake | Peak Ground Acceleration (g) | 0.97886
1.9 | E8.4 | Railway | Fuel facility: Unanchored components w/o backup power | Earthquake | Peak Ground Acceleration (g) | 0.98069
1.95 | E8.4 | Railway | Fuel facility: Unanchored components w/o backup power | Earthquake | Peak Ground Acceleration (g) | 0.98235
2 | E8.4 | Railway | Fuel facility: Unanchored components w/o backup power | Earthquake | Peak Ground Acceleration (g) | 0.98385
2.05 | E8.4 | Railway | Fuel facility: Unanchored components w/o backup power | Earthquake | Peak Ground Acceleration (g) | 0.98521
2.1 | E8.4 | Railway | Fuel facility: Unanchored components w/o backup power | Earthquake | Peak Ground Acceleration (g) | 0.98645
2.15 | E8.4 | Railway | Fuel facility: Unanchored components w/o backup power | Earthquake | Peak Ground Acceleration (g) | 0.98757
2.2 | E8.4 | Railway | Fuel facility: Unanchored components w/o backup power | Earthquake | Peak Ground Acceleration (g) | 0.98859
2.25 | E8.4 | Railway | Fuel facility: Unanchored components w/o backup power | Earthquake | Peak Ground Acceleration (g) | 0.98951
2.3 | E8.4 | Railway | Fuel facility: Unanchored components w/o backup power | Earthquake | Peak Ground Acceleration (g) | 0.99036
2.35 | E8.4 | Railway | Fuel facility: Unanchored components w/o backup power | Earthquake | Peak Ground Acceleration (g) | 0.99113
2.4 | E8.4 | Railway | Fuel facility: Unanchored components w/o backup power | Earthquake | Peak Ground Acceleration (g) | 0.99183
2.45 | E8.4 | Railway | Fuel facility: Unanchored components w/o backup power | Earthquake | Peak Ground Acceleration (g) | 0.99247
2.5 | E8.4 | Railway | Fuel facility: Unanchored components w/o backup power | Earthquake | Peak Ground Acceleration (g) | 0.99305
2.55 | E8.4 | Railway | Fuel facility: Unanchored components w/o backup power | Earthquake | Peak Ground Acceleration (g) | 0.99359
2.6 | E8.4 | Railway | Fuel facility: Unanchored components w/o backup power | Earthquake | Peak Ground Acceleration (g) | 0.99408
2.65 | E8.4 | Railway | Fuel facility: Unanchored components w/o backup power | Earthquake | Peak Ground Acceleration (g) | 0.99453
2.7 | E8.4 | Railway | Fuel facility: Unanchored components w/o backup power | Earthquake | Peak Ground Acceleration (g) | 0.99494
2.75 | E8.4 | Railway | Fuel facility: Unanchored components w/o backup power | Earthquake | Peak Ground Acceleration (g) | 0.99532
2.8 | E8.4 | Railway | Fuel facility: Unanchored components w/o backup power | Earthquake | Peak Ground Acceleration (g) | 0.99566
2.85 | E8.4 | Railway | Fuel facility: Unanchored components w/o backup power | Earthquake | Peak Ground Acceleration (g) | 0.99598
2.9 | E8.4 | Railway | Fuel facility: Unanchored components w/o backup power | Earthquake | Peak Ground Acceleration (g) | 0.99627
2.95 | E8.4 | Railway | Fuel facility: Unanchored components w/o backup power | Earthquake | Peak Ground Acceleration (g) | 0.99654
3 | E8.4 | Railway | Fuel facility: Unanchored components w/o backup power | Earthquake | Peak Ground Acceleration (g) | 0.99679
3.05 | E8.4 | Railway | Fuel facility: Unanchored components w/o backup power | Earthquake | Peak Ground Acceleration (g) | 0.99702
3.1 | E8.4 | Railway | Fuel facility: Unanchored components w/o backup power | Earthquake | Peak Ground Acceleration (g) | 0.99723
3.15 | E8.4 | Railway | Fuel facility: Unanchored components w/o backup power | Earthquake | Peak Ground Acceleration (g) | 0.99742
3.2 | E8.4 | Railway | Fuel facility: Unanchored components w/o backup power | Earthquake | Peak Ground Acceleration (g) | 0.9976
3.25 | E8.4 | Railway | Fuel facility: Unanchored components w/o backup power | Earthquake | Peak Ground Acceleration (g) | 0.99777
3.3 | E8.4 | Railway | Fuel facility: Unanchored components w/o backup power | Earthquake | Peak Ground Acceleration (g) | 0.99792
3.35 | E8.4 | Railway | Fuel facility: Unanchored components w/o backup power | Earthquake | Peak Ground Acceleration (g) | 0.99806
3.4 | E8.4 | Railway | Fuel facility: Unanchored components w/o backup power | Earthquake | Peak Ground Acceleration (g) | 0.99819
3.45 | E8.4 | Railway | Fuel facility: Unanchored components w/o backup power | Earthquake | Peak Ground Acceleration (g) | 0.99831
3.5 | E8.4 | Railway | Fuel facility: Unanchored components w/o backup power | Earthquake | Peak Ground Acceleration (g) | 0.99842
3.55 | E8.4 | Railway | Fuel facility: Unanchored components w/o backup power | Earthquake | Peak Ground Acceleration (g) | 0.99853
3.6 | E8.4 | Railway | Fuel facility: Unanchored components w/o backup power | Earthquake | Peak Ground Acceleration (g) | 0.99862
3.65 | E8.4 | Railway | Fuel facility: Unanchored components w/o backup power | Earthquake | Peak Ground Acceleration (g) | 0.99871
3.7 | E8.4 | Railway | Fuel facility: Unanchored components w/o backup power | Earthquake | Peak Ground Acceleration (g) | 0.9988
3.75 | E8.4 | Railway | Fuel facility: Unanchored components w/o backup power | Earthquake | Peak Ground Acceleration (g) | 0.99887
3.8 | E8.4 | Railway | Fuel facility: Unanchored components w/o backup power | Earthquake | Peak Ground Acceleration (g) | 0.99895
3.85 | E8.4 | Railway | Fuel facility: Unanchored components w/o backup power | Earthquake | Peak Ground Acceleration (g) | 0.99901
3.9 | E8.4 | Railway | Fuel facility: Unanchored components w/o backup power | Earthquake | Peak Ground Acceleration (g) | 0.99908
3.95 | E8.4 | Railway | Fuel facility: Unanchored components w/o backup power | Earthquake | Peak Ground Acceleration (g) | 0.99913
4 | E8.4 | Railway | Fuel facility: Unanchored components w/o backup power | Earthquake | Peak Ground Acceleration (g) | 0.99919
0 | E8.4a | Railway | Fuel facility: Unanchored components w/o backup power | Earthquake | Peak Ground Acceleration (g) | 0
0.05 | E8.4a | Railway | Fuel facility: Unanchored components w/o backup power | Earthquake | Peak Ground Acceleration (g) | 0.0013646
0.1 | E8.4a | Railway | Fuel facility: Unanchored components w/o backup power | Earthquake | Peak Ground Acceleration (g) | 0.015701
0.15 | E8.4a | Railway | Fuel facility: Unanchored components w/o backup power | Earthquake | Peak Ground Acceleration (g) | 0.052673
0.2 | E8.4a | Railway | Fuel facility: Unanchored components w/o backup power | Earthquake | Peak Ground Acceleration (g) | 0.10169
0.25 | E8.4a | Railway | Fuel facility: Unanchored components w/o backup power | Earthquake | Peak Ground Acceleration (g) | 0.15152
0.3 | E8.4a | Railway | Fuel facility: Unanchored components w/o backup power | Earthquake | Peak Ground Acceleration (g) | 0.19879
0.35 | E8.4a | Railway | Fuel facility: Unanchored components w/o backup power | Earthquake | Peak Ground Acceleration (g) | 0.24349
0.4 | E8.4a | Railway | Fuel facility: Unanchored components w/o backup power | Earthquake | Peak Ground Acceleration (g) | 0.28609
0.45 | E8.4a | Railway | Fuel facility: Unanchored components w/o backup power | Earthquake | Peak Ground Acceleration (g) | 0.3268
0.5 | E8.4a | Railway | Fuel facility: Unanchored components w/o backup power | Earthquake | Peak Ground Acceleration (g) | 0.36554
0.55 | E8.4a | Railway | Fuel facility: Unanchored components w/o backup power | Earthquake | Peak Ground Acceleration (g) | 0.40218
0.6 | E8.4a | Railway | Fuel facility: Unanchored components w/o backup power | Earthquake | Peak Ground Acceleration (g) | 0.43655
0.65 | E8.4a | Railway | Fuel facility: Unanchored components w/o backup power | Earthquake | Peak Ground Acceleration (g) | 0.46857
0.7 | E8.4a | Railway | Fuel facility: Unanchored components w/o backup power | Earthquake | Peak Ground Acceleration (g) | 0.49822
0.75 | E8.4a | Railway | Fuel facility: Unanchored components w/o backup power | Earthquake | Peak Ground Acceleration (g) | 0.52551
0.8 | E8.4a | Railway | Fuel facility: Unanchored components w/o backup power | Earthquake | Peak Ground Acceleration (g) | 0.55054
0.85 | E8.4a | Railway | Fuel facility: Unanchored components w/o backup power | Earthquake | Peak Ground Acceleration (g) | 0.57339
0.9 | E8.4a | Railway | Fuel facility: Unanchored components w/o backup power | Earthquake | Peak Ground Acceleration (g) | 0.59422
0.95 | E8.4a | Railway | Fuel facility: Unanchored components w/o backup power | Earthquake | Peak Ground Acceleration (g) | 0.61315
1 | E8.4a | Railway | Fuel facility: Unanchored components w/o backup power | Earthquake | Peak Ground Acceleration (g) | 0.63033
1.05 | E8.4a | Railway | Fuel facility: Unanchored components w/o backup power | Earthquake | Peak Ground Acceleration (g) | 0.6459
1.1 | E8.4a | Railway | Fuel facility: Unanchored components w/o backup power | Earthquake | Peak Ground Acceleration (g) | 0.66001
1.15 | E8.4a | Railway | Fuel facility: Unanchored components w/o backup power | Earthquake | Peak Ground Acceleration (g) | 0.67277
1.2 | E8.4a | Railway | Fuel facility: Unanchored components w/o backup power | Earthquake | Peak Ground Acceleration (g) | 0.68432
1.25 | E8.4a | Railway | Fuel facility: Unanchored components w/o backup power | Earthquake | Peak Ground Acceleration (g) | 0.69476
1.3 | E8.4a | Railway | Fuel facility: Unanchored components w/o backup power | Earthquake | Peak Ground Acceleration (g) | 0.70422
1.35 | E8.4a | Railway | Fuel facility: Unanchored components w/o backup power | Earthquake | Peak Ground Acceleration (g) | 0.71276
1.4 | E8.4a | Railway | Fuel facility: Unanchored components w/o backup power | Earthquake | Peak Ground Acceleration (g) | 0.7205
1.45 | E8.4a | Railway | Fuel facility: Unanchored components w/o backup power | Earthquake | Peak Ground Acceleration (g) | 0.72751
1.5 | E8.4a | Railway | Fuel facility: Unanchored components w/o backup power | Earthquake | Peak Ground Acceleration (g) | 0.73385
1.55 | E8.4a | Railway | Fuel facility: Unanchored components w/o backup power | Earthquake | Peak Ground Acceleration (g) | 0.73959
1.6 | E8.4a | Railway | Fuel facility: Unanchored components w/o backup power | Earthquake | Peak Ground Acceleration (g) | 0.7448
1.65 | E8.4a | Railway | Fuel facility: Unanchored components w/o backup power | Earthquake | Peak Ground Acceleration (g) | 0.74953
1.7 | E8.4a | Railway | Fuel facility: Unanchored components w/o backup power | Earthquake | Peak Ground Acceleration (g) | 0.75381
1.75 | E8.4a | Railway | Fuel facility: Unanchored components w/o backup power | Earthquake | Peak Ground Acceleration (g) | 0.75771
1.8 | E8.4a | Railway | Fuel facility: Unanchored components w/o backup power | Earthquake | Peak Ground Acceleration (g) | 0.76125
1.85 | E8.4a | Railway | Fuel facility: Unanchored components w/o backup power | Earthquake | Peak Ground Acceleration (g) | 0.76446
1.9 | E8.4a | Railway | Fuel facility: Unanchored components w/o backup power | Earthquake | Peak Ground Acceleration (g) | 0.76739
1.95 | E8.4a | Railway | Fuel facility: Unanchored components w/o backup power | Earthquake | Peak Ground Acceleration (g) | 0.77005
2 | E8.4a | Railway | Fuel facility: Unanchored components w/o backup power | Earthquake | Peak Ground Acceleration (g) | 0.77248
2.05 | E8.4a | Railway | Fuel facility: Unanchored components w/o backup power | Earthquake | Peak Ground Acceleration (g) | 0.7747
2.1 | E8.4a | Railway | Fuel facility: Unanchored components w/o backup power | Earthquake | Peak Ground Acceleration (g) | 0.77672
2.15 | E8.4a | Railway | Fuel facility: Unanchored components w/o backup power | Earthquake | Peak Ground Acceleration (g) | 0.77856
2.2 | E8.4a | Railway | Fuel facility: Unanchored components w/o backup power | Earthquake | Peak Ground Acceleration (g) | 0.78024
2.25 | E8.4a | Railway | Fuel facility: Unanchored components w/o backup power | Earthquake | Peak Ground Acceleration (g) | 0.78179
2.3 | E8.4a | Railway | Fuel facility: Unanchored components w/o backup power | Earthquake | Peak Ground Acceleration (g) | 0.78319
2.35 | E8.4a | Railway | Fuel facility: Unanchored components w/o backup power | Earthquake | Peak Ground Acceleration (g) | 0.78448
2.4 | E8.4a | Railway | Fuel facility: Unanchored components w/o backup power | Earthquake | Peak Ground Acceleration (g) | 0.78567
2.45 | E8.4a | Railway | Fuel facility: Unanchored components w/o backup power | Earthquake | Peak Ground Acceleration (g) | 0.78675
2.5 | E8.4a | Railway | Fuel facility: Unanchored components w/o backup power | Earthquake | Peak Ground Acceleration (g) | 0.78774
2.55 | E8.4a | Railway | Fuel facility: Unanchored components w/o backup power | Earthquake | Peak Ground Acceleration (g) | 0.78866
2.6 | E8.4a | Railway | Fuel facility: Unanchored components w/o backup power | Earthquake | Peak Ground Acceleration (g) | 0.7895
2.65 | E8.4a | Railway | Fuel facility: Unanchored components w/o backup power | Earthquake | Peak Ground Acceleration (g) | 0.79027
2.7 | E8.4a | Railway | Fuel facility: Unanchored components w/o backup power | Earthquake | Peak Ground Acceleration (g) | 0.79098
2.75 | E8.4a | Railway | Fuel facility: Unanchored components w/o backup power | Earthquake | Peak Ground Acceleration (g) | 0.79163
2.8 | E8.4a | Railway | Fuel facility: Unanchored components w/o backup power | Earthquake | Peak Ground Acceleration (g) | 0.79223
2.85 | E8.4a | Railway | Fuel facility: Unanchored components w/o backup power | Earthquake | Peak Ground Acceleration (g) | 0.79278
2.9 | E8.4a | Railway | Fuel facility: Unanchored components w/o backup power | Earthquake | Peak Ground Acceleration (g) | 0.79329
2.95 | E8.4a | Railway | Fuel facility: Unanchored components w/o backup power | Earthquake | Peak Ground Acceleration (g) | 0.79376
3 | E8.4a | Railway | Fuel facility: Unanchored components w/o backup power | Earthquake | Peak Ground Acceleration (g) | 0.7942
3.05 | E8.4a | Railway | Fuel facility: Unanchored components w/o backup power | Earthquake | Peak Ground Acceleration (g) | 0.7946
3.1 | E8.4a | Railway | Fuel facility: Unanchored components w/o backup power | Earthquake | Peak Ground Acceleration (g) | 0.79497
3.15 | E8.4a | Railway | Fuel facility: Unanchored components w/o backup power | Earthquake | Peak Ground Acceleration (g) | 0.79531
3.2 | E8.4a | Railway | Fuel facility: Unanchored components w/o backup power | Earthquake | Peak Ground Acceleration (g) | 0.79563
3.25 | E8.4a | Railway | Fuel facility: Unanchored components w/o backup power | Earthquake | Peak Ground Acceleration (g) | 0.79593
3.3 | E8.4a | Railway | Fuel facility: Unanchored components w/o backup power | Earthquake | Peak Ground Acceleration (g) | 0.7962
3.35 | E8.4a | Railway | Fuel facility: Unanchored components w/o backup power | Earthquake | Peak Ground Acceleration (g) | 0.79645
3.4 | E8.4a | Railway | Fuel facility: Unanchored components w/o backup power | Earthquake | Peak Ground Acceleration (g) | 0.79669
3.45 | E8.4a | Railway | Fuel facility: Unanchored components w/o backup power | Earthquake | Peak Ground Acceleration (g) | 0.7969
3.5 | E8.4a | Railway | Fuel facility: Unanchored components w/o backup power | Earthquake | Peak Ground Acceleration (g) | 0.7971
3.55 | E8.4a | Railway | Fuel facility: Unanchored components w/o backup power | Earthquake | Peak Ground Acceleration (g) | 0.79729
3.6 | E8.4a | Railway | Fuel facility: Unanchored components w/o backup power | Earthquake | Peak Ground Acceleration (g) | 0.79747
3.65 | E8.4a | Railway | Fuel facility: Unanchored components w/o backup power | Earthquake | Peak Ground Acceleration (g) | 0.79763
3.7 | E8.4a | Railway | Fuel facility: Unanchored components w/o backup power | Earthquake | Peak Ground Acceleration (g) | 0.79778
3.75 | E8.4a | Railway | Fuel facility: Unanchored components w/o backup power | Earthquake | Peak Ground Acceleration (g) | 0.79792
3.8 | E8.4a | Railway | Fuel facility: Unanchored components w/o backup power | Earthquake | Peak Ground Acceleration (g) | 0.79805
3.85 | E8.4a | Railway | Fuel facility: Unanchored components w/o backup power | Earthquake | Peak Ground Acceleration (g) | 0.79817
3.9 | E8.4a | Railway | Fuel facility: Unanchored components w/o backup power | Earthquake | Peak Ground Acceleration (g) | 0.79828
3.95 | E8.4a | Railway | Fuel facility: Unanchored components w/o backup power | Earthquake | Peak Ground Acceleration (g) | 0.79839
4 | E8.4a | Railway | Fuel facility: Unanchored components w/o backup power | Earthquake | Peak Ground Acceleration (g) | 0.79849
0 | E8.4b | Railway | Fuel facility: Unanchored components w/o backup power | Earthquake | Peak Ground Acceleration (g) | 0
0.05 | E8.4b | Railway | Fuel facility: Unanchored components w/o backup power | Earthquake | Peak Ground Acceleration (g) | 0.018274
0.1 | E8.4b | Railway | Fuel facility: Unanchored components w/o backup power | Earthquake | Peak Ground Acceleration (g) | 0.10479
0.15 | E8.4b | Railway | Fuel facility: Unanchored components w/o backup power | Earthquake | Peak Ground Acceleration (g) | 0.20335
0.2 | E8.4b | Railway | Fuel facility: Unanchored components w/o backup power | Earthquake | Peak Ground Acceleration (g) | 0.29772
0.25 | E8.4b | Railway | Fuel facility: Unanchored components w/o backup power | Earthquake | Peak Ground Acceleration (g) | 0.38007
0.3 | E8.4b | Railway | Fuel facility: Unanchored components w/o backup power | Earthquake | Peak Ground Acceleration (g) | 0.44975
0.35 | E8.4b | Railway | Fuel facility: Unanchored components w/o backup power | Earthquake | Peak Ground Acceleration (g) | 0.50934
0.4 | E8.4b | Railway | Fuel facility: Unanchored components w/o backup power | Earthquake | Peak Ground Acceleration (g) | 0.5614
0.45 | E8.4b | Railway | Fuel facility: Unanchored components w/o backup power | Earthquake | Peak Ground Acceleration (g) | 0.60759
0.5 | E8.4b | Railway | Fuel facility: Unanchored components w/o backup power | Earthquake | Peak Ground Acceleration (g) | 0.64893
0.55 | E8.4b | Railway | Fuel facility: Unanchored components w/o backup power | Earthquake | Peak Ground Acceleration (g) | 0.68603
0.6 | E8.4b | Railway | Fuel facility: Unanchored components w/o backup power | Earthquake | Peak Ground Acceleration (g) | 0.71933
0.65 | E8.4b | Railway | Fuel facility: Unanchored components w/o backup power | Earthquake | Peak Ground Acceleration (g) | 0.74915
0.7 | E8.4b | Railway | Fuel facility: Unanchored components w/o backup power | Earthquake | Peak Ground Acceleration (g) | 0.77582
0.75 | E8.4b | Railway | Fuel facility: Unanchored components w/o backup power | Earthquake | Peak Ground Acceleration (g) | 0.79962
0.8 | E8.4b | Railway | Fuel facility: Unanchored components w/o backup power | Earthquake | Peak Ground Acceleration (g) | 0.82083
0.85 | E8.4b | Railway | Fuel facility: Unanchored components w/o backup power | Earthquake | Peak Ground Acceleration (g) | 0.83971
0.9 | E8.4b | Railway | Fuel facility: Unanchored components w/o backup power | Earthquake | Peak Ground Acceleration (g) | 0.8565
0.95 | E8.4b | Railway | Fuel facility: Unanchored components w/o backup power | Earthquake | Peak Ground Acceleration (g) | 0.87144
1 | E8.4b | Railway | Fuel facility: Unanchored components w/o backup power | Earthquake | Peak Ground Acceleration (g) | 0.88472
1.05 | E8.4b | Railway | Fuel facility: Unanchored components w/o backup power | Earthquake | Peak Ground Acceleration (g) | 0.89653
1.1 | E8.4b | Railway | Fuel facility: Unanchored components w/o backup power | Earthquake | Peak Ground Acceleration (g) | 0.90704
1.15 | E8.4b | Railway | Fuel facility: Unanchored components w/o backup power | Earthquake | Peak Ground Acceleration (g) | 0.91639
1.2 | E8.4b | Railway | Fuel facility: Unanchored components w/o backup power | Earthquake | Peak Ground Acceleration (g) | 0.92473
1.25 | E8.4b | Railway | Fuel facility: Unanchored components w/o backup power | Earthquake | Peak Ground Acceleration (g) | 0.93216
1.3 | E8.4b | Railway | Fuel facility: Unanchored components w/o backup power | Earthquake | Peak Ground Acceleration (g) | 0.93879
1.35 | E8.4b | Railway | Fuel facility: Unanchored components w/o backup power | Earthquake | Peak Ground Acceleration (g) | 0.94472
1.4 | E8.4b | Railway | Fuel facility: Unanchored components w/o backup power | Earthquake | Peak Ground Acceleration (g) | 0.95002
1.45 | E8.4b | Railway | Fuel facility: Unanchored components w/o backup power | Earthquake | Peak Ground Acceleration (g) | 0.95476
1.5 | E8.4b | Railway | Fuel facility: Unanchored components w/o backup power | Earthquake | Peak Ground Acceleration (g) | 0.95901
1.55 | E8.4b | Railway | Fuel facility: Unanchored components w/o backup power | Earthquake | Peak Ground Acceleration (g) | 0.96282
1.6 | E8.4b | Railway | Fuel facility: Unanchored components w/o backup power | Earthquake | Peak Ground Acceleration (g) | 0.96624
1.65 | E8.4b | Railway | Fuel facility: Unanchored components w/o backup power | Earthquake | Peak Ground Acceleration (g) | 0.96932
1.7 | E8.4b | Railway | Fuel facility: Unanchored components w/o backup power | Earthquake | Peak Ground Acceleration (g) | 0.97209
1.75 | E8.4b | Railway | Fuel facility: Unanchored components w/o backup power | Earthquake | Peak Ground Acceleration (g) | 0.97458
1.8 | E8.4b | Railway | Fuel facility: Unanchored components w/o backup power | Earthquake | Peak Ground Acceleration (g) | 0.97683
1.85 | E8.4b | Railway | Fuel facility: Unanchored components w/o backup power | Earthquake | Peak Ground Acceleration (g) | 0.97886
1.9 | E8.4b | Railway | Fuel facility: Unanchored components w/o backup power | Earthquake | Peak Ground Acceleration (g) | 0.98069
1.95 | E8.4b | Railway | Fuel facility: Unanchored components w/o backup power | Earthquake | Peak Ground Acceleration (g) | 0.98235
2 | E8.4b | Railway | Fuel facility: Unanchored components w/o backup power | Earthquake | Peak Ground Acceleration (g) | 0.98385
2.05 | E8.4b | Railway | Fuel facility: Unanchored components w/o backup power | Earthquake | Peak Ground Acceleration (g) | 0.98521
2.1 | E8.4b | Railway | Fuel facility: Unanchored components w/o backup power | Earthquake | Peak Ground Acceleration (g) | 0.98645
2.15 | E8.4b | Railway | Fuel facility: Unanchored components w/o backup power | Earthquake | Peak Ground Acceleration (g) | 0.98757
2.2 | E8.4b | Railway | Fuel facility: Unanchored components w/o backup power | Earthquake | Peak Ground Acceleration (g) | 0.98859
2.25 | E8.4b | Railway | Fuel facility: Unanchored components w/o backup power | Earthquake | Peak Ground Acceleration (g) | 0.98951
2.3 | E8.4b | Railway | Fuel facility: Unanchored components w/o backup power | Earthquake | Peak Ground Acceleration (g) | 0.99036
2.35 | E8.4b | Railway | Fuel facility: Unanchored components w/o backup power | Earthquake | Peak Ground Acceleration (g) | 0.99113
2.4 | E8.4b | Railway | Fuel facility: Unanchored components w/o backup power | Earthquake | Peak Ground Acceleration (g) | 0.99183
2.45 | E8.4b | Railway | Fuel facility: Unanchored components w/o backup power | Earthquake | Peak Ground Acceleration (g) | 0.99247
2.5 | E8.4b | Railway | Fuel facility: Unanchored components w/o backup power | Earthquake | Peak Ground Acceleration (g) | 0.99305
2.55 | E8.4b | Railway | Fuel facility: Unanchored components w/o backup power | Earthquake | Peak Ground Acceleration (g) | 0.99359
2.6 | E8.4b | Railway | Fuel facility: Unanchored components w/o backup power | Earthquake | Peak Ground Acceleration (g) | 0.99408
2.65 | E8.4b | Railway | Fuel facility: Unanchored components w/o backup power | Earthquake | Peak Ground Acceleration (g) | 0.99453
2.7 | E8.4b | Railway | Fuel facility: Unanchored components w/o backup power | Earthquake | Peak Ground Acceleration (g) | 0.99494
2.75 | E8.4b | Railway | Fuel facility: Unanchored components w/o backup power | Earthquake | Peak Ground Acceleration (g) | 0.99532
2.8 | E8.4b | Railway | Fuel facility: Unanchored components w/o backup power | Earthquake | Peak Ground Acceleration (g) | 0.99566
2.85 | E8.4b | Railway | Fuel facility: Unanchored components w/o backup power | Earthquake | Peak Ground Acceleration (g) | 0.99598
2.9 | E8.4b | Railway | Fuel facility: Unanchored components w/o backup power | Earthquake | Peak Ground Acceleration (g) | 0.99627
2.95 | E8.4b | Railway | Fuel facility: Unanchored components w/o backup power | Earthquake | Peak Ground Acceleration (g) | 0.99654
3 | E8.4b | Railway | Fuel facility: Unanchored components w/o backup power | Earthquake | Peak Ground Acceleration (g) | 0.99679
3.05 | E8.4b | Railway | Fuel facility: Unanchored components w/o backup power | Earthquake | Peak Ground Acceleration (g) | 0.99702
3.1 | E8.4b | Railway | Fuel facility: Unanchored components w/o backup power | Earthquake | Peak Ground Acceleration (g) | 0.99723
3.15 | E8.4b | Railway | Fuel facility: Unanchored components w/o backup power | Earthquake | Peak Ground Acceleration (g) | 0.99742
3.2 | E8.4b | Railway | Fuel facility: Unanchored components w/o backup power | Earthquake | Peak Ground Acceleration (g) | 0.9976
3.25 | E8.4b | Railway | Fuel facility: Unanchored components w/o backup power | Earthquake | Peak Ground Acceleration (g) | 0.99777
3.3 | E8.4b | Railway | Fuel facility: Unanchored components w/o backup power | Earthquake | Peak Ground Acceleration (g) | 0.99792
3.35 | E8.4b | Railway | Fuel facility: Unanchored components w/o backup power | Earthquake | Peak Ground Acceleration (g) | 0.99806
3.4 | E8.4b | Railway | Fuel facility: Unanchored components w/o backup power | Earthquake | Peak Ground Acceleration (g) | 0.99819
3.45 | E8.4b | Railway | Fuel facility: Unanchored components w/o backup power | Earthquake | Peak Ground Acceleration (g) | 0.99831
3.5 | E8.4b | Railway | Fuel facility: Unanchored components w/o backup power | Earthquake | Peak Ground Acceleration (g) | 0.99842
3.55 | E8.4b | Railway | Fuel facility: Unanchored components w/o backup power | Earthquake | Peak Ground Acceleration (g) | 0.99853
3.6 | E8.4b | Railway | Fuel facility: Unanchored components w/o backup power | Earthquake | Peak Ground Acceleration (g) | 0.99862
3.65 | E8.4b | Railway | Fuel facility: Unanchored components w/o backup power | Earthquake | Peak Ground Acceleration (g) | 0.99871
3.7 | E8.4b | Railway | Fuel facility: Unanchored components w/o backup power | Earthquake | Peak Ground Acceleration (g) | 0.9988
3.75 | E8.4b | Railway | Fuel facility: Unanchored components w/o backup power | Earthquake | Peak Ground Acceleration (g) | 0.99887
3.8 | E8.4b | Railway | Fuel facility: Unanchored components w/o backup power | Earthquake | Peak Ground Acceleration (g) | 0.99895
3.85 | E8.4b | Railway | Fuel facility: Unanchored components w/o backup power | Earthquake | Peak Ground Acceleration (g) | 0.99901
3.9 | E8.4b | Railway | Fuel facility: Unanchored components w/o backup power | Earthquake | Peak Ground Acceleration (g) | 0.99908
3.95 | E8.4b | Railway | Fuel facility: Unanchored components w/o backup power | Earthquake | Peak Ground Acceleration (g) | 0.99913
4 | E8.4b | Railway | Fuel facility: Unanchored components w/o backup power | Earthquake | Peak Ground Acceleration (g) | 0.99919
0 | E8.5 | Railway | Dispatch facility: Anchored components with backup power | Earthquake | Peak Ground Acceleration (g) | 0
0.05 | E8.5 | Railway | Dispatch facility: Anchored components with backup power | Earthquake | Peak Ground Acceleration (g) | 0.011175
0.1 | E8.5 | Railway | Dispatch facility: Anchored components with backup power | Earthquake | Peak Ground Acceleration (g) | 0.052839
0.15 | E8.5 | Railway | Dispatch facility: Anchored components with backup power | Earthquake | Peak Ground Acceleration (g) | 0.10673
0.2 | E8.5 | Railway | Dispatch facility: Anchored components with backup power | Earthquake | Peak Ground Acceleration (g) | 0.16386
0.25 | E8.5 | Railway | Dispatch facility: Anchored components with backup power | Earthquake | Peak Ground Acceleration (g) | 0.22011
0.3 | E8.5 | Railway | Dispatch facility: Anchored components with backup power | Earthquake | Peak Ground Acceleration (g) | 0.27337
0.35 | E8.5 | Railway | Dispatch facility: Anchored components with backup power | Earthquake | Peak Ground Acceleration (g) | 0.32278
0.4 | E8.5 | Railway | Dispatch facility: Anchored components with backup power | Earthquake | Peak Ground Acceleration (g) | 0.36812
0.45 | E8.5 | Railway | Dispatch facility: Anchored components with backup power | Earthquake | Peak Ground Acceleration (g) | 0.40954
0.5 | E8.5 | Railway | Dispatch facility: Anchored components with backup power | Earthquake | Peak Ground Acceleration (g) | 0.44731
0.55 | E8.5 | Railway | Dispatch facility: Anchored components with backup power | Earthquake | Peak Ground Acceleration (g) | 0.48179
0.6 | E8.5 | Railway | Dispatch facility: Anchored components with backup power | Earthquake | Peak Ground Acceleration (g) | 0.51332
0.65 | E8.5 | Railway | Dispatch facility: Anchored components with backup power | Earthquake | Peak Ground Acceleration (g) | 0.54222
0.7 | E8.5 | Railway | Dispatch facility: Anchored components with backup power | Earthquake | Peak Ground Acceleration (g) | 0.56878
0.75 | E8.5 | Railway | Dispatch facility: Anchored components with backup power | Earthquake | Peak Ground Acceleration (g) | 0.59325
0.8 | E8.5 | Railway | Dispatch facility: Anchored components with backup power | Earthquake | Peak Ground Acceleration (g) | 0.61585
0.85 | E8.5 | Railway | Dispatch facility: Anchored components with backup power | Earthquake | Peak Ground Acceleration (g) | 0.63677
0.9 | E8.5 | Railway | Dispatch facility: Anchored components with backup power | Earthquake | Peak Ground Acceleration (g) | 0.65618
0.95 | E8.5 | Railway | Dispatch facility: Anchored components with backup power | Earthquake | Peak Ground Acceleration (g) | 0.67422
1 | E8.5 | Railway | Dispatch facility: Anchored components with backup power | Earthquake | Peak Ground Acceleration (g) | 0.69102
1.05 | E8.5 | Railway | Dispatch facility: Anchored components with backup power | Earthquake | Peak Ground Acceleration (g) | 0.7067
1.1 | E8.5 | Railway | Dispatch facility: Anchored components with backup power | Earthquake | Peak Ground Acceleration (g) | 0.72135
1.15 | E8.5 | Railway | Dispatch facility: Anchored components with backup power | Earthquake | Peak Ground Acceleration (g) | 0.73506
1.2 | E8.5 | Railway | Dispatch facility: Anchored components with backup power | Earthquake | Peak Ground Acceleration (g) | 0.74791
1.25 | E8.5 | Railway | Dispatch facility: Anchored components with backup power | Earthquake | Peak Ground Acceleration (g) | 0.75996
1.3 | E8.5 | Railway | Dispatch facility: Anchored components with backup power | Earthquake | Peak Ground Acceleration (g) | 0.77128
1.35 | E8.5 | Railway | Dispatch facility: Anchored components with backup power | Earthquake | Peak Ground Acceleration (g) | 0.78193
1.4 | E8.5 | Railway | Dispatch facility: Anchored components with backup power | Earthquake | Peak Ground Acceleration (g) | 0.79195
1.45 | E8.5 | Railway | Dispatch facility: Anchored components with backup power | Earthquake | Peak Ground Acceleration (g) | 0.80139
1.5 | E8.5 | Railway | Dispatch facility: Anchored components with backup power | Earthquake | Peak Ground Acceleration (g) | 0.81029
1.55 | E8.5 | Railway | Dispatch facility: Anchored components with backup power | Earthquake | Peak Ground Acceleration (g) | 0.8187
1.6 | E8.5 | Railway | Dispatch facility: Anchored components with backup power | Earthquake | Peak Ground Acceleration (g) | 0.82664
1.65 | E8.5 | Railway | Dispatch facility: Anchored components with backup power | Earthquake | Peak Ground Acceleration (g) | 0.83414
1.7 | E8.5 | Railway | Dispatch facility: Anchored components with backup power | Earthquake | Peak Ground Acceleration (g) | 0.84125
1.75 | E8.5 | Railway | Dispatch facility: Anchored components with backup power | Earthquake | Peak Ground Acceleration (g) | 0.84797
1.8 | E8.5 | Railway | Dispatch facility: Anchored components with backup power | Earthquake | Peak Ground Acceleration (g) | 0.85434
1.85 | E8.5 | Railway | Dispatch facility: Anchored components with backup power | Earthquake | Peak Ground Acceleration (g) | 0.86038
1.9 | E8.5 | Railway | Dispatch facility: Anchored components with backup power | Earthquake | Peak Ground Acceleration (g) | 0.86611
1.95 | E8.5 | Railway | Dispatch facility: Anchored components with backup power | Earthquake | Peak Ground Acceleration (g) | 0.87155
2 | E8.5 | Railway | Dispatch facility: Anchored components with backup power | Earthquake | Peak Ground Acceleration (g) | 0.87672
2.05 | E8.5 | Railway | Dispatch facility: Anchored components with backup power | Earthquake | Peak Ground Acceleration (g) | 0.88163
2.1 | E8.5 | Railway | Dispatch facility: Anchored components with backup power | Earthquake | Peak Ground Acceleration (g) | 0.8863
2.15 | E8.5 | Railway | Dispatch facility: Anchored components with backup power | Earthquake | Peak Ground Acceleration (g) | 0.89074
2.2 | E8.5 | Railway | Dispatch facility: Anchored components with backup power | Earthquake | Peak Ground Acceleration (g) | 0.89497
2.25 | E8.5 | Railway | Dispatch facility: Anchored components with backup power | Earthquake | Peak Ground Acceleration (g) | 0.89899
2.3 | E8.5 | Railway | Dispatch facility: Anchored components with backup power | Earthquake | Peak Ground Acceleration (g) | 0.90283
2.35 | E8.5 | Railway | Dispatch facility: Anchored components with backup power | Earthquake | Peak Ground Acceleration (g) | 0.90649
2.4 | E8.5 | Railway | Dispatch facility: Anchored components with backup power | Earthquake | Peak Ground Acceleration (g) | 0.90998
2.45 | E8.5 | Railway | Dispatch facility: Anchored components with backup power | Earthquake | Peak Ground Acceleration (g) | 0.91331
2.5 | E8.5 | Railway | Dispatch facility: Anchored components with backup power | Earthquake | Peak Ground Acceleration (g) | 0.91649
2.55 | E8.5 | Railway | Dispatch facility: Anchored components with backup power | Earthquake | Peak Ground Acceleration (g) | 0.91953
2.6 | E8.5 | Railway | Dispatch facility: Anchored components with backup power | Earthquake | Peak Ground Acceleration (g) | 0.92243
2.65 | E8.5 | Railway | Dispatch facility: Anchored components with backup power | Earthquake | Peak Ground Acceleration (g) | 0.9252
2.7 | E8.5 | Railway | Dispatch facility: Anchored components with backup power | Earthquake | Peak Ground Acceleration (g) | 0.92785
2.75 | E8.5 | Railway | Dispatch facility: Anchored components with backup power | Earthquake | Peak Ground Acceleration (g) | 0.93039
2.8 | E8.5 | Railway | Dispatch facility: Anchored components with backup power | Earthquake | Peak Ground Acceleration (g) | 0.93282
2.85 | E8.5 | Railway | Dispatch facility: Anchored components with backup power | Earthquake | Peak Ground Acceleration (g) | 0.93515
2.9 | E8.5 | Railway | Dispatch facility: Anchored components with backup power | Earthquake | Peak Ground Acceleration (g) | 0.93737
2.95 | E8.5 | Railway | Dispatch facility: Anchored components with backup power | Earthquake | Peak Ground Acceleration (g) | 0.93951
3 | E8.5 | Railway | Dispatch facility: Anchored components with backup power | Earthquake | Peak Ground Acceleration (g) | 0.94155
3.05 | E8.5 | Railway | Dispatch facility: Anchored components with backup power | Earthquake | Peak Ground Acceleration (g) | 0.94351
3.1 | E8.5 | Railway | Dispatch facility: Anchored components with backup power | Earthquake | Peak Ground Acceleration (g) | 0.94539
3.15 | E8.5 | Railway | Dispatch facility: Anchored components with backup power | Earthquake | Peak Ground Acceleration (g) | 0.9472
3.2 | E8.5 | Railway | Dispatch facility: Anchored components with backup power | Earthquake | Peak Ground Acceleration (g) | 0.94893
3.25 | E8.5 | Railway | Dispatch facility: Anchored components with backup power | Earthquake | Peak Ground Acceleration (g) | 0.95059
3.3 | E8.5 | Railway | Dispatch facility: Anchored components with backup power | Earthquake | Peak Ground Acceleration (g) | 0.95219
3.35 | E8.5 | Railway | Dispatch facility: Anchored components with backup power | Earthquake | Peak Ground Acceleration (g) | 0.95373
3.4 | E8.5 | Railway | Dispatch facility: Anchored components with backup power | Earthquake | Peak Ground Acceleration (g) | 0.9552
3.45 | E8.5 | Railway | Dispatch facility: Anchored components with backup power | Earthquake | Peak Ground Acceleration (g) | 0.95662
3.5 | E8.5 | Railway | Dispatch facility: Anchored components with backup power | Earthquake | Peak Ground Acceleration (g) | 0.95798
3.55 | E8.5 | Railway | Dispatch facility: Anchored components with backup power | Earthquake | Peak Ground Acceleration (g) | 0.95929
3.6 | E8.5 | Railway | Dispatch facility: Anchored components with backup power | Earthquake | Peak Ground Acceleration (g) | 0.96056
3.65 | E8.5 | Railway | Dispatch facility: Anchored components with backup power | Earthquake | Peak Ground Acceleration (g) | 0.96177
3.7 | E8.5 | Railway | Dispatch facility: Anchored components with backup power | Earthquake | Peak Ground Acceleration (g) | 0.96294
3.75 | E8.5 | Railway | Dispatch facility: Anchored components with backup power | Earthquake | Peak Ground Acceleration (g) | 0.96407
3.8 | E8.5 | Railway | Dispatch facility: Anchored components with backup power | Earthquake | Peak Ground Acceleration (g) | 0.96515
3.85 | E8.5 | Railway | Dispatch facility: Anchored components with backup power | Earthquake | Peak Ground Acceleration (g) | 0.9662
3.9 | E8.5 | Railway | Dispatch facility: Anchored components with backup power | Earthquake | Peak Ground Acceleration (g) | 0.9672
3.95 | E8.5 | Railway | Dispatch facility: Anchored components with backup power | Earthquake | Peak Ground Acceleration (g) | 0.96817
4 | E8.5 | Railway | Dispatch facility: Anchored components with backup power | Earthquake | Peak Ground Acceleration (g) | 0.96911
0 | E8.5a | Railway | Dispatch facility: Anchored components with backup power | Earthquake | Peak Ground Acceleration (g) | 0
0.05 | E8.5a | Railway | Dispatch facility: Anchored components with backup power | Earthquake | Peak Ground Acceleration (g) | 0.00097813
0.1 | E8.5a | Railway | Dispatch facility: Anchored components with backup power | Earthquake | Peak Ground Acceleration (g) | 0.0080296
0.15 | E8.5a | Railway | Dispatch facility: Anchored components with backup power | Earthquake | Peak Ground Acceleration (g) | 0.023817
0.2 | E8.5a | Railway | Dispatch facility: Anchored components with backup power | Earthquake | Peak Ground Acceleration (g) | 0.046488
0.25 | E8.5a | Railway | Dispatch facility: Anchored components with backup power | Earthquake | Peak Ground Acceleration (g) | 0.073118
0.3 | E8.5a | Railway | Dispatch facility: Anchored components with backup power | Earthquake | Peak Ground Acceleration (g) | 0.10147
0.35 | E8.5a | Railway | Dispatch facility: Anchored components with backup power | Earthquake | Peak Ground Acceleration (g) | 0.13017
0.4 | E8.5a | Railway | Dispatch facility: Anchored components with backup power | Earthquake | Peak Ground Acceleration (g) | 0.15842
0.45 | E8.5a | Railway | Dispatch facility: Anchored components with backup power | Earthquake | Peak Ground Acceleration (g) | 0.18582
0.5 | E8.5a | Railway | Dispatch facility: Anchored components with backup power | Earthquake | Peak Ground Acceleration (g) | 0.21218
0.55 | E8.5a | Railway | Dispatch facility: Anchored components with backup power | Earthquake | Peak Ground Acceleration (g) | 0.23741
0.6 | E8.5a | Railway | Dispatch facility: Anchored components with backup power | Earthquake | Peak Ground Acceleration (g) | 0.26149
0.65 | E8.5a | Railway | Dispatch facility: Anchored components with backup power | Earthquake | Peak Ground Acceleration (g) | 0.28446
0.7 | E8.5a | Railway | Dispatch facility: Anchored components with backup power | Earthquake | Peak Ground Acceleration (g) | 0.30634
0.75 | E8.5a | Railway | Dispatch facility: Anchored components with backup power | Earthquake | Peak Ground Acceleration (g) | 0.32718
0.8 | E8.5a | Railway | Dispatch facility: Anchored components with backup power | Earthquake | Peak Ground Acceleration (g) | 0.34703
0.85 | E8.5a | Railway | Dispatch facility: Anchored components with backup power | Earthquake | Peak Ground Acceleration (g) | 0.36593
0.9 | E8.5a | Railway | Dispatch facility: Anchored components with backup power | Earthquake | Peak Ground Acceleration (g) | 0.38394
0.95 | E8.5a | Railway | Dispatch facility: Anchored components with backup power | Earthquake | Peak Ground Acceleration (g) | 0.40108
1 | E8.5a | Railway | Dispatch facility: Anchored components with backup power | Earthquake | Peak Ground Acceleration (g) | 0.41742
1.05 | E8.5a | Railway | Dispatch facility: Anchored components with backup power | Earthquake | Peak Ground Acceleration (g) | 0.43299
1.1 | E8.5a | Railway | Dispatch facility: Anchored components with backup power | Earthquake | Peak Ground Acceleration (g) | 0.44782
1.15 | E8.5a | Railway | Dispatch facility: Anchored components with backup power | Earthquake | Peak Ground Acceleration (g) | 0.46196
1.2 | E8.5a | Railway | Dispatch facility: Anchored components with backup power | Earthquake | Peak Ground Acceleration (g) | 0.47544
1.25 | E8.5a | Railway | Dispatch facility: Anchored components with backup power | Earthquake | Peak Ground Acceleration (g) | 0.48829
1.3 | E8.5a | Railway | Dispatch facility: Anchored components with backup power | Earthquake | Peak Ground Acceleration (g) | 0.50055
1.35 | E8.5a | Railway | Dispatch facility: Anchored components with backup power | Earthquake | Peak Ground Acceleration (g) | 0.51225
1.4 | E8.5a | Railway | Dispatch facility: Anchored components with backup power | Earthquake | Peak Ground Acceleration (g) | 0.52341
1.45 | E8.5a | Railway | Dispatch facility: Anchored components with backup power | Earthquake | Peak Ground Acceleration (g) | 0.53406
1.5 | E8.5a | Railway | Dispatch facility: Anchored components with backup power | Earthquake | Peak Ground Acceleration (g) | 0.54423
1.55 | E8.5a | Railway | Dispatch facility: Anchored components with backup power | Earthquake | Peak Ground Acceleration (g) | 0.55394
1.6 | E8.5a | Railway | Dispatch facility: Anchored components with backup power | Earthquake | Peak Ground Acceleration (g) | 0.56321
1.65 | E8.5a | Railway | Dispatch facility: Anchored components with backup power | Earthquake | Peak Ground Acceleration (g) | 0.57208
1.7 | E8.5a | Railway | Dispatch facility: Anchored components with backup power | Earthquake | Peak Ground Acceleration (g) | 0.58055
1.75 | E8.5a | Railway | Dispatch facility: Anchored components with backup power | Earthquake | Peak Ground Acceleration (g) | 0.58864
1.8 | E8.5a | Railway | Dispatch facility: Anchored components with backup power | Earthquake | Peak Ground Acceleration (g) | 0.59639
1.85 | E8.5a | Railway | Dispatch facility: Anchored components with backup power | Earthquake | Peak Ground Acceleration (g) | 0.60379
1.9 | E8.5a | Railway | Dispatch facility: Anchored components with backup power | Earthquake | Peak Ground Acceleration (g) | 0.61088
1.95 | E8.5a | Railway | Dispatch facility: Anchored components with backup power | Earthquake | Peak Ground Acceleration (g) | 0.61766
2 | E8.5a | Railway | Dispatch facility: Anchored components with backup power | Earthquake | Peak Ground Acceleration (g) | 0.62415
2.05 | E8.5a | Railway | Dispatch facility: Anchored components with backup power | Earthquake | Peak Ground Acceleration (g) | 0.63036
2.1 | E8.5a | Railway | Dispatch facility: Anchored components with backup power | Earthquake | Peak Ground Acceleration (g) | 0.63632
2.15 | E8.5a | Railway | Dispatch facility: Anchored components with backup power | Earthquake | Peak Ground Acceleration (g) | 0.64202
2.2 | E8.5a | Railway | Dispatch facility: Anchored components with backup power | Earthquake | Peak Ground Acceleration (g) | 0.64749
2.25 | E8.5a | Railway | Dispatch facility: Anchored components with backup power | Earthquake | Peak Ground Acceleration (g) | 0.65273
2.3 | E8.5a | Railway | Dispatch facility: Anchored components with backup power | Earthquake | Peak Ground Acceleration (g) | 0.65776
2.35 | E8.5a | Railway | Dispatch facility: Anchored components with backup power | Earthquake | Peak Ground Acceleration (g) | 0.66258
2.4 | E8.5a | Railway | Dispatch facility: Anchored components with backup power | Earthquake | Peak Ground Acceleration (g) | 0.6672
2.45 | E8.5a | Railway | Dispatch facility: Anchored components with backup power | Earthquake | Peak Ground Acceleration (g) | 0.67164
2.5 | E8.5a | Railway | Dispatch facility: Anchored components with backup power | Earthquake | Peak Ground Acceleration (g) | 0.6759
2.55 | E8.5a | Railway | Dispatch facility: Anchored components with backup power | Earthquake | Peak Ground Acceleration (g) | 0.68
2.6 | E8.5a | Railway | Dispatch facility: Anchored components with backup power | Earthquake | Peak Ground Acceleration (g) | 0.68393
2.65 | E8.5a | Railway | Dispatch facility: Anchored components with backup power | Earthquake | Peak Ground Acceleration (g) | 0.6877
2.7 | E8.5a | Railway | Dispatch facility: Anchored components with backup power | Earthquake | Peak Ground Acceleration (g) | 0.69133
2.75 | E8.5a | Railway | Dispatch facility: Anchored components with backup power | Earthquake | Peak Ground Acceleration (g) | 0.69482
2.8 | E8.5a | Railway | Dispatch facility: Anchored components with backup power | Earthquake | Peak Ground Acceleration (g) | 0.69818
2.85 | E8.5a | Railway | Dispatch facility: Anchored components with backup power | Earthquake | Peak Ground Acceleration (g) | 0.7014
2.9 | E8.5a | Railway | Dispatch facility: Anchored components with backup power | Earthquake | Peak Ground Acceleration (g) | 0.70451
2.95 | E8.5a | Railway | Dispatch facility: Anchored components with backup power | Earthquake | Peak Ground Acceleration (g) | 0.7075
3 | E8.5a | Railway | Dispatch facility: Anchored components with backup power | Earthquake | Peak Ground Acceleration (g) | 0.71037
3.05 | E8.5a | Railway | Dispatch facility: Anchored components with backup power | Earthquake | Peak Ground Acceleration (g) | 0.71314
3.1 | E8.5a | Railway | Dispatch facility: Anchored components with backup power | Earthquake | Peak Ground Acceleration (g) | 0.7158
3.15 | E8.5a | Railway | Dispatch facility: Anchored components with backup power | Earthquake | Peak Ground Acceleration (g) | 0.71837
3.2 | E8.5a | Railway | Dispatch facility: Anchored components with backup power | Earthquake | Peak Ground Acceleration (g) | 0.72085
3.25 | E8.5a | Railway | Dispatch facility: Anchored components with backup power | Earthquake | Peak Ground Acceleration (g) | 0.72323
3.3 | E8.5a | Railway | Dispatch facility: Anchored components with backup power | Earthquake | Peak Ground Acceleration (g) | 0.72553
3.35 | E8.5a | Railway | Dispatch facility: Anchored components with backup power | Earthquake | Peak Ground Acceleration (g) | 0.72774
3.4 | E8.5a | Railway | Dispatch facility: Anchored components with backup power | Earthquake | Peak Ground Acceleration (g) | 0.72988
3.45 | E8.5a | Railway | Dispatch facility: Anchored components with backup power | Earthquake | Peak Ground Acceleration (g) | 0.73194
3.5 | E8.5a | Railway | Dispatch facility: Anchored components with backup power | Earthquake | Peak Ground Acceleration (g) | 0.73393
3.55 | E8.5a | Railway | Dispatch facility: Anchored components with backup power | Earthquake | Peak Ground Acceleration (g) | 0.73585
3.6 | E8.5a | Railway | Dispatch facility: Anchored components with backup power | Earthquake | Peak Ground Acceleration (g) | 0.7377
3.65 | E8.5a | Railway | Dispatch facility: Anchored components with backup power | Earthquake | Peak Ground Acceleration (g) | 0.73949
3.7 | E8.5a | Railway | Dispatch facility: Anchored components with backup power | Earthquake | Peak Ground Acceleration (g) | 0.74122
3.75 | E8.5a | Railway | Dispatch facility: Anchored components with backup power | Earthquake | Peak Ground Acceleration (g) | 0.74289
3.8 | E8.5a | Railway | Dispatch facility: Anchored components with backup power | Earthquake | Peak Ground Acceleration (g) | 0.7445
3.85 | E8.5a | Railway | Dispatch facility: Anchored components with backup power | Earthquake | Peak Ground Acceleration (g) | 0.74605
3.9 | E8.5a | Railway | Dispatch facility: Anchored components with backup power | Earthquake | Peak Ground Acceleration (g) | 0.74756
3.95 | E8.5a | Railway | Dispatch facility: Anchored components with backup power | Earthquake | Peak Ground Acceleration (g) | 0.74901
4 | E8.5a | Railway | Dispatch facility: Anchored components with backup power | Earthquake | Peak Ground Acceleration (g) | 0.75042
0 | E8.5b | Railway | Dispatch facility: Anchored components with backup power | Earthquake | Peak Ground Acceleration (g) | 0
0.05 | E8.5b | Railway | Dispatch facility: Anchored components with backup power | Earthquake | Peak Ground Acceleration (g) | 0.011175
0.1 | E8.5b | Railway | Dispatch facility: Anchored components with backup power | Earthquake | Peak Ground Acceleration (g) | 0.052839
0.15 | E8.5b | Railway | Dispatch facility: Anchored components with backup power | Earthquake | Peak Ground Acceleration (g) | 0.10673
0.2 | E8.5b | Railway | Dispatch facility: Anchored components with backup power | Earthquake | Peak Ground Acceleration (g) | 0.16386
0.25 | E8.5b | Railway | Dispatch facility: Anchored components with backup power | Earthquake | Peak Ground Acceleration (g) | 0.22011
0.3 | E8.5b | Railway | Dispatch facility: Anchored components with backup power | Earthquake | Peak Ground Acceleration (g) | 0.27337
0.35 | E8.5b | Railway | Dispatch facility: Anchored components with backup power | Earthquake | Peak Ground Acceleration (g) | 0.32278
0.4 | E8.5b | Railway | Dispatch facility: Anchored components with backup power | Earthquake | Peak Ground Acceleration (g) | 0.36812
0.45 | E8.5b | Railway | Dispatch facility: Anchored components with backup power | Earthquake | Peak Ground Acceleration (g) | 0.40954
0.5 | E8.5b | Railway | Dispatch facility: Anchored components with backup power | Earthquake | Peak Ground Acceleration (g) | 0.44731
0.55 | E8.5b | Railway | Dispatch facility: Anchored components with backup power | Earthquake | Peak Ground Acceleration (g) | 0.48179
0.6 | E8.5b | Railway | Dispatch facility: Anchored components with backup power | Earthquake | Peak Ground Acceleration (g) | 0.51332
0.65 | E8.5b | Railway | Dispatch facility: Anchored components with backup power | Earthquake | Peak Ground Acceleration (g) | 0.54222
0.7 | E8.5b | Railway | Dispatch facility: Anchored components with backup power | Earthquake | Peak Ground Acceleration (g) | 0.56878
0.75 | E8.5b | Railway | Dispatch facility: Anchored components with backup power | Earthquake | Peak Ground Acceleration (g) | 0.59325
0.8 | E8.5b | Railway | Dispatch facility: Anchored components with backup power | Earthquake | Peak Ground Acceleration (g) | 0.61585
0.85 | E8.5b | Railway | Dispatch facility: Anchored components with backup power | Earthquake | Peak Ground Acceleration (g) | 0.63677
0.9 | E8.5b | Railway | Dispatch facility: Anchored components with backup power | Earthquake | Peak Ground Acceleration (g) | 0.65618
0.95 | E8.5b | Railway | Dispatch facility: Anchored components with backup power | Earthquake | Peak Ground Acceleration (g) | 0.67422
1 | E8.5b | Railway | Dispatch facility: Anchored components with backup power | Earthquake | Peak Ground Acceleration (g) | 0.69102
1.05 | E8.5b | Railway | Dispatch facility: Anchored components with backup power | Earthquake | Peak Ground Acceleration (g) | 0.7067
1.1 | E8.5b | Railway | Dispatch facility: Anchored components with backup power | Earthquake | Peak Ground Acceleration (g) | 0.72135
1.15 | E8.5b | Railway | Dispatch facility: Anchored components with backup power | Earthquake | Peak Ground Acceleration (g) | 0.73506
1.2 | E8.5b | Railway | Dispatch facility: Anchored components with backup power | Earthquake | Peak Ground Acceleration (g) | 0.74791
1.25 | E8.5b | Railway | Dispatch facility: Anchored components with backup power | Earthquake | Peak Ground Acceleration (g) | 0.75996
1.3 | E8.5b | Railway | Dispatch facility: Anchored components with backup power | Earthquake | Peak Ground Acceleration (g) | 0.77128
1.35 | E8.5b | Railway | Dispatch facility: Anchored components with backup power | Earthquake | Peak Ground Acceleration (g) | 0.78193
1.4 | E8.5b | Railway | Dispatch facility: Anchored components with backup power | Earthquake | Peak Ground Acceleration (g) | 0.79195
1.45 | E8.5b | Railway | Dispatch facility: Anchored components with backup power | Earthquake | Peak Ground Acceleration (g) | 0.80139
1.5 | E8.5b | Railway | Dispatch facility: Anchored components with backup power | Earthquake | Peak Ground Acceleration (g) | 0.81029
1.55 | E8.5b | Railway | Dispatch facility: Anchored components with backup power | Earthquake | Peak Ground Acceleration (g) | 0.8187
1.6 | E8.5b | Railway | Dispatch facility: Anchored components with backup power | Earthquake | Peak Ground Acceleration (g) | 0.82664
1.65 | E8.5b | Railway | Dispatch facility: Anchored components with backup power | Earthquake | Peak Ground Acceleration (g) | 0.83414
1.7 | E8.5b | Railway | Dispatch facility: Anchored components with backup power | Earthquake | Peak Ground Acceleration (g) | 0.84125
1.75 | E8.5b | Railway | Dispatch facility: Anchored components with backup power | Earthquake | Peak Ground Acceleration (g) | 0.84797
1.8 | E8.5b | Railway | Dispatch facility: Anchored components with backup power | Earthquake | Peak Ground Acceleration (g) | 0.85434
1.85 | E8.5b | Railway | Dispatch facility: Anchored components with backup power | Earthquake | Peak Ground Acceleration (g) | 0.86038
1.9 | E8.5b | Railway | Dispatch facility: Anchored components with backup power | Earthquake | Peak Ground Acceleration (g) | 0.86611
1.95 | E8.5b | Railway | Dispatch facility: Anchored components with backup power | Earthquake | Peak Ground Acceleration (g) | 0.87155
2 | E8.5b | Railway | Dispatch facility: Anchored components with backup power | Earthquake | Peak Ground Acceleration (g) | 0.87672
2.05 | E8.5b | Railway | Dispatch facility: Anchored components with backup power | Earthquake | Peak Ground Acceleration (g) | 0.88163
2.1 | E8.5b | Railway | Dispatch facility: Anchored components with backup power | Earthquake | Peak Ground Acceleration (g) | 0.8863
2.15 | E8.5b | Railway | Dispatch facility: Anchored components with backup power | Earthquake | Peak Ground Acceleration (g) | 0.89074
2.2 | E8.5b | Railway | Dispatch facility: Anchored components with backup power | Earthquake | Peak Ground Acceleration (g) | 0.89497
2.25 | E8.5b | Railway | Dispatch facility: Anchored components with backup power | Earthquake | Peak Ground Acceleration (g) | 0.89899
2.3 | E8.5b | Railway | Dispatch facility: Anchored components with backup power | Earthquake | Peak Ground Acceleration (g) | 0.90283
2.35 | E8.5b | Railway | Dispatch facility: Anchored components with backup power | Earthquake | Peak Ground Acceleration (g) | 0.90649
2.4 | E8.5b | Railway | Dispatch facility: Anchored components with backup power | Earthquake | Peak Ground Acceleration (g) | 0.90998
2.45 | E8.5b | Railway | Dispatch facility: Anchored components with backup power | Earthquake | Peak Ground Acceleration (g) | 0.91331
2.5 | E8.5b | Railway | Dispatch facility: Anchored components with backup power | Earthquake | Peak Ground Acceleration (g) | 0.91649
2.55 | E8.5b | Railway | Dispatch facility: Anchored components with backup power | Earthquake | Peak Ground Acceleration (g) | 0.91953
2.6 | E8.5b | Railway | Dispatch facility: Anchored components with backup power | Earthquake | Peak Ground Acceleration (g) | 0.92243
2.65 | E8.5b | Railway | Dispatch facility: Anchored components with backup power | Earthquake | Peak Ground Acceleration (g) | 0.9252
2.7 | E8.5b | Railway | Dispatch facility: Anchored components with backup power | Earthquake | Peak Ground Acceleration (g) | 0.92785
2.75 | E8.5b | Railway | Dispatch facility: Anchored components with backup power | Earthquake | Peak Ground Acceleration (g) | 0.93039
2.8 | E8.5b | Railway | Dispatch facility: Anchored components with backup power | Earthquake | Peak Ground Acceleration (g) | 0.93282
2.85 | E8.5b | Railway | Dispatch facility: Anchored components with backup power | Earthquake | Peak Ground Acceleration (g) | 0.93515
2.9 | E8.5b | Railway | Dispatch facility: Anchored components with backup power | Earthquake | Peak Ground Acceleration (g) | 0.93737
2.95 | E8.5b | Railway | Dispatch facility: Anchored components with backup power | Earthquake | Peak Ground Acceleration (g) | 0.93951
3 | E8.5b | Railway | Dispatch facility: Anchored components with backup power | Earthquake | Peak Ground Acceleration (g) | 0.94155
3.05 | E8.5b | Railway | Dispatch facility: Anchored components with backup power | Earthquake | Peak Ground Acceleration (g) | 0.94351
3.1 | E8.5b | Railway | Dispatch facility: Anchored components with backup power | Earthquake | Peak Ground Acceleration (g) | 0.94539
3.15 | E8.5b | Railway | Dispatch facility: Anchored components with backup power | Earthquake | Peak Ground Acceleration (g) | 0.9472
3.2 | E8.5b | Railway | Dispatch facility: Anchored components with backup power | Earthquake | Peak Ground Acceleration (g) | 0.94893
3.25 | E8.5b | Railway | Dispatch facility: Anchored components with backup power | Earthquake | Peak Ground Acceleration (g) | 0.95059
3.3 | E8.5b | Railway | Dispatch facility: Anchored components with backup power | Earthquake | Peak Ground Acceleration (g) | 0.95219
3.35 | E8.5b | Railway | Dispatch facility: Anchored components with backup power | Earthquake | Peak Ground Acceleration (g) | 0.95373
3.4 | E8.5b | Railway | Dispatch facility: Anchored components with backup power | Earthquake | Peak Ground Acceleration (g) | 0.9552
3.45 | E8.5b | Railway | Dispatch facility: Anchored components with backup power | Earthquake | Peak Ground Acceleration (g) | 0.95662
3.5 | E8.5b | Railway | Dispatch facility: Anchored components with backup power | Earthquake | Peak Ground Acceleration (g) | 0.95798
3.55 | E8.5b | Railway | Dispatch facility: Anchored components with backup power | Earthquake | Peak Ground Acceleration (g) | 0.95929
3.6 | E8.5b | Railway | Dispatch facility: Anchored components with backup power | Earthquake | Peak Ground Acceleration (g) | 0.96056
3.65 | E8.5b | Railway | Dispatch facility: Anchored components with backup power | Earthquake | Peak Ground Acceleration (g) | 0.96177
3.7 | E8.5b | Railway | Dispatch facility: Anchored components with backup power | Earthquake | Peak Ground Acceleration (g) | 0.96294
3.75 | E8.5b | Railway | Dispatch facility: Anchored components with backup power | Earthquake | Peak Ground Acceleration (g) | 0.96407
3.8 | E8.5b | Railway | Dispatch facility: Anchored components with backup power | Earthquake | Peak Ground Acceleration (g) | 0.96515
3.85 | E8.5b | Railway | Dispatch facility: Anchored components with backup power | Earthquake | Peak Ground Acceleration (g) | 0.9662
3.9 | E8.5b | Railway | Dispatch facility: Anchored components with backup power | Earthquake | Peak Ground Acceleration (g) | 0.9672
3.95 | E8.5b | Railway | Dispatch facility: Anchored components with backup power | Earthquake | Peak Ground Acceleration (g) | 0.96817
4 | E8.5b | Railway | Dispatch facility: Anchored components with backup power | Earthquake | Peak Ground Acceleration (g) | 0.96911
0 | E8.6 | Railway | Dispatch facility: Anchored components w/o backup power | Earthquake | Peak Ground Acceleration (g) | 0
0.05 | E8.6 | Railway | Dispatch facility: Anchored components w/o backup power | Earthquake | Peak Ground Acceleration (g) | 0.006136
0.1 | E8.6 | Railway | Dispatch facility: Anchored components w/o backup power | Earthquake | Peak Ground Acceleration (g) | 0.059206
0.15 | E8.6 | Railway | Dispatch facility: Anchored components w/o backup power | Earthquake | Peak Ground Acceleration (g) | 0.13334
0.2 | E8.6 | Railway | Dispatch facility: Anchored components w/o backup power | Earthquake | Peak Ground Acceleration (g) | 0.21002
0.25 | E8.6 | Railway | Dispatch facility: Anchored components w/o backup power | Earthquake | Peak Ground Acceleration (g) | 0.28296
0.3 | E8.6 | Railway | Dispatch facility: Anchored components w/o backup power | Earthquake | Peak Ground Acceleration (g) | 0.3476
0.35 | E8.6 | Railway | Dispatch facility: Anchored components w/o backup power | Earthquake | Peak Ground Acceleration (g) | 0.40258
0.4 | E8.6 | Railway | Dispatch facility: Anchored components w/o backup power | Earthquake | Peak Ground Acceleration (g) | 0.44885
0.45 | E8.6 | Railway | Dispatch facility: Anchored components w/o backup power | Earthquake | Peak Ground Acceleration (g) | 0.48814
0.5 | E8.6 | Railway | Dispatch facility: Anchored components w/o backup power | Earthquake | Peak Ground Acceleration (g) | 0.52212
0.55 | E8.6 | Railway | Dispatch facility: Anchored components w/o backup power | Earthquake | Peak Ground Acceleration (g) | 0.55212
0.6 | E8.6 | Railway | Dispatch facility: Anchored components w/o backup power | Earthquake | Peak Ground Acceleration (g) | 0.5791
0.65 | E8.6 | Railway | Dispatch facility: Anchored components w/o backup power | Earthquake | Peak Ground Acceleration (g) | 0.6037
0.7 | E8.6 | Railway | Dispatch facility: Anchored components w/o backup power | Earthquake | Peak Ground Acceleration (g) | 0.62638
0.75 | E8.6 | Railway | Dispatch facility: Anchored components w/o backup power | Earthquake | Peak Ground Acceleration (g) | 0.64744
0.8 | E8.6 | Railway | Dispatch facility: Anchored components w/o backup power | Earthquake | Peak Ground Acceleration (g) | 0.66707
0.85 | E8.6 | Railway | Dispatch facility: Anchored components w/o backup power | Earthquake | Peak Ground Acceleration (g) | 0.68545
0.9 | E8.6 | Railway | Dispatch facility: Anchored components w/o backup power | Earthquake | Peak Ground Acceleration (g) | 0.70267
0.95 | E8.6 | Railway | Dispatch facility: Anchored components w/o backup power | Earthquake | Peak Ground Acceleration (g) | 0.71883
1 | E8.6 | Railway | Dispatch facility: Anchored components w/o backup power | Earthquake | Peak Ground Acceleration (g) | 0.734
1.05 | E8.6 | Railway | Dispatch facility: Anchored components w/o backup power | Earthquake | Peak Ground Acceleration (g) | 0.74826
1.1 | E8.6 | Railway | Dispatch facility: Anchored components w/o backup power | Earthquake | Peak Ground Acceleration (g) | 0.76166
1.15 | E8.6 | Railway | Dispatch facility: Anchored components w/o backup power | Earthquake | Peak Ground Acceleration (g) | 0.77425
1.2 | E8.6 | Railway | Dispatch facility: Anchored components w/o backup power | Earthquake | Peak Ground Acceleration (g) | 0.78609
1.25 | E8.6 | Railway | Dispatch facility: Anchored components w/o backup power | Earthquake | Peak Ground Acceleration (g) | 0.79722
1.3 | E8.6 | Railway | Dispatch facility: Anchored components w/o backup power | Earthquake | Peak Ground Acceleration (g) | 0.8077
1.35 | E8.6 | Railway | Dispatch facility: Anchored components w/o backup power | Earthquake | Peak Ground Acceleration (g) | 0.81755
1.4 | E8.6 | Railway | Dispatch facility: Anchored components w/o backup power | Earthquake | Peak Ground Acceleration (g) | 0.82682
1.45 | E8.6 | Railway | Dispatch facility: Anchored components w/o backup power | Earthquake | Peak Ground Acceleration (g) | 0.83554
1.5 | E8.6 | Railway | Dispatch facility: Anchored components w/o backup power | Earthquake | Peak Ground Acceleration (g) | 0.84376
1.55 | E8.6 | Railway | Dispatch facility: Anchored components w/o backup power | Earthquake | Peak Ground Acceleration (g) | 0.8515
1.6 | E8.6 | Railway | Dispatch facility: Anchored components w/o backup power | Earthquake | Peak Ground Acceleration (g) | 0.85879
1.65 | E8.6 | Railway | Dispatch facility: Anchored components w/o backup power | Earthquake | Peak Ground Acceleration (g) | 0.86566
1.7 | E8.6 | Railway | Dispatch facility: Anchored components w/o backup power | Earthquake | Peak Ground Acceleration (g) | 0.87214
1.75 | E8.6 | Railway | Dispatch facility: Anchored components w/o backup power | Earthquake | Peak Ground Acceleration (g) | 0.87826
1.8 | E8.6 | Railway | Dispatch facility: Anchored components w/o backup power | Earthquake | Peak Ground Acceleration (g) | 0.88403
1.85 | E8.6 | Railway | Dispatch facility: Anchored components w/o backup power | Earthquake | Peak Ground Acceleration (g) | 0.88948
1.9 | E8.6 | Railway | Dispatch facility: Anchored components w/o backup power | Earthquake | Peak Ground Acceleration (g) | 0.89463
1.95 | E8.6 | Railway | Dispatch facility: Anchored components w/o backup power | Earthquake | Peak Ground Acceleration (g) | 0.8995
2 | E8.6 | Railway | Dispatch facility: Anchored components w/o backup power | Earthquake | Peak Ground Acceleration (g) | 0.9041
2.05 | E8.6 | Railway | Dispatch facility: Anchored components w/o backup power | Earthquake | Peak Ground Acceleration (g) | 0.90845
2.1 | E8.6 | Railway | Dispatch facility: Anchored components w/o backup power | Earthquake | Peak Ground Acceleration (g) | 0.91257
2.15 | E8.6 | Railway | Dispatch facility: Anchored components w/o backup power | Earthquake | Peak Ground Acceleration (g) | 0.91647
2.2 | E8.6 | Railway | Dispatch facility: Anchored components w/o backup power | Earthquake | Peak Ground Acceleration (g) | 0.92016
2.25 | E8.6 | Railway | Dispatch facility: Anchored components w/o backup power | Earthquake | Peak Ground Acceleration (g) | 0.92367
2.3 | E8.6 | Railway | Dispatch facility: Anchored components w/o backup power | Earthquake | Peak Ground Acceleration (g) | 0.92698
2.35 | E8.6 | Railway | Dispatch facility: Anchored components w/o backup power | Earthquake | Peak Ground Acceleration (g) | 0.93013
2.4 | E8.6 | Railway | Dispatch facility: Anchored components w/o backup power | Earthquake | Peak Ground Acceleration (g) | 0.93312
2.45 | E8.6 | Railway | Dispatch facility: Anchored components w/o backup power | Earthquake | Peak Ground Acceleration (g) | 0.93596
2.5 | E8.6 | Railway | Dispatch facility: Anchored components w/o backup power | Earthquake | Peak Ground Acceleration (g) | 0.93865
2.55 | E8.6 | Railway | Dispatch facility: Anchored components w/o backup power | Earthquake | Peak Ground Acceleration (g) | 0.94121
2.6 | E8.6 | Railway | Dispatch facility: Anchored components w/o backup power | Earthquake | Peak Ground Acceleration (g) | 0.94364
2.65 | E8.6 | Railway | Dispatch facility: Anchored components w/o backup power | Earthquake | Peak Ground Acceleration (g) | 0.94595
2.7 | E8.6 | Railway | Dispatch facility: Anchored components w/o backup power | Earthquake | Peak Ground Acceleration (g) | 0.94815
2.75 | E8.6 | Railway | Dispatch facility: Anchored components w/o backup power | Earthquake | Peak Ground Acceleration (g) | 0.95025
2.8 | E8.6 | Railway | Dispatch facility: Anchored components w/o backup power | Earthquake | Peak Ground Acceleration (g) | 0.95224
2.85 | E8.6 | Railway | Dispatch facility: Anchored components w/o backup power | Earthquake | Peak Ground Acceleration (g) | 0.95414
2.9 | E8.6 | Railway | Dispatch facility: Anchored components w/o backup power | Earthquake | Peak Ground Acceleration (g) | 0.95595
2.95 | E8.6 | Railway | Dispatch facility: Anchored components w/o backup power | Earthquake | Peak Ground Acceleration (g) | 0.95768
3 | E8.6 | Railway | Dispatch facility: Anchored components w/o backup power | Earthquake | Peak Ground Acceleration (g) | 0.95932
3.05 | E8.6 | Railway | Dispatch facility: Anchored components w/o backup power | Earthquake | Peak Ground Acceleration (g) | 0.96089
3.1 | E8.6 | Railway | Dispatch facility: Anchored components w/o backup power | Earthquake | Peak Ground Acceleration (g) | 0.96239
3.15 | E8.6 | Railway | Dispatch facility: Anchored components w/o backup power | Earthquake | Peak Ground Acceleration (g) | 0.96382
3.2 | E8.6 | Railway | Dispatch facility: Anchored components w/o backup power | Earthquake | Peak Ground Acceleration (g) | 0.96518
3.25 | E8.6 | Railway | Dispatch facility: Anchored components w/o backup power | Earthquake | Peak Ground Acceleration (g) | 0.96649
3.3 | E8.6 | Railway | Dispatch facility: Anchored components w/o backup power | Earthquake | Peak Ground Acceleration (g) | 0.96773
3.35 | E8.6 | Railway | Dispatch facility: Anchored components w/o backup power | Earthquake | Peak Ground Acceleration (g) | 0.96892
3.4 | E8.6 | Railway | Dispatch facility: Anchored components w/o backup power | Earthquake | Peak Ground Acceleration (g) | 0.97006
3.45 | E8.6 | Railway | Dispatch facility: Anchored components w/o backup power | Earthquake | Peak Ground Acceleration (g) | 0.97115
3.5 | E8.6 | Railway | Dispatch facility: Anchored components w/o backup power | Earthquake | Peak Ground Acceleration (g) | 0.97219
3.55 | E8.6 | Railway | Dispatch facility: Anchored components w/o backup power | Earthquake | Peak Ground Acceleration (g) | 0.97319
3.6 | E8.6 | Railway | Dispatch facility: Anchored components w/o backup power | Earthquake | Peak Ground Acceleration (g) | 0.97415
3.65 | E8.6 | Railway | Dispatch facility: Anchored components w/o backup power | Earthquake | Peak Ground Acceleration (g) | 0.97506
3.7 | E8.6 | Railway | Dispatch facility: Anchored components w/o backup power | Earthquake | Peak Ground Acceleration (g) | 0.97594
3.75 | E8.6 | Railway | Dispatch facility: Anchored components w/o backup power | Earthquake | Peak Ground Acceleration (g) | 0.97678
3.8 | E8.6 | Railway | Dispatch facility: Anchored components w/o backup power | Earthquake | Peak Ground Acceleration (g) | 0.97759
3.85 | E8.6 | Railway | Dispatch facility: Anchored components w/o backup power | Earthquake | Peak Ground Acceleration (g) | 0.97836
3.9 | E8.6 | Railway | Dispatch facility: Anchored components w/o backup power | Earthquake | Peak Ground Acceleration (g) | 0.9791
3.95 | E8.6 | Railway | Dispatch facility: Anchored components w/o backup power | Earthquake | Peak Ground Acceleration (g) | 0.97981
4 | E8.6 | Railway | Dispatch facility: Anchored components w/o backup power | Earthquake | Peak Ground Acceleration (g) | 0.98049
0 | E8.6a | Railway | Dispatch facility: Anchored components w/o backup power | Earthquake | Peak Ground Acceleration (g) | 0
0.05 | E8.6a | Railway | Dispatch facility: Anchored components w/o backup power | Earthquake | Peak Ground Acceleration (g) | 0.00050071
0.1 | E8.6a | Railway | Dispatch facility: Anchored components w/o backup power | Earthquake | Peak Ground Acceleration (g) | 0.0072001
0.15 | E8.6a | Railway | Dispatch facility: Anchored components w/o backup power | Earthquake | Peak Ground Acceleration (g) | 0.027228
0.2 | E8.6a | Railway | Dispatch facility: Anchored components w/o backup power | Earthquake | Peak Ground Acceleration (g) | 0.060813
0.25 | E8.6a | Railway | Dispatch facility: Anchored components w/o backup power | Earthquake | Peak Ground Acceleration (g) | 0.10083
0.3 | E8.6a | Railway | Dispatch facility: Anchored components w/o backup power | Earthquake | Peak Ground Acceleration (g) | 0.14102
0.35 | E8.6a | Railway | Dispatch facility: Anchored components w/o backup power | Earthquake | Peak Ground Acceleration (g) | 0.17849
0.4 | E8.6a | Railway | Dispatch facility: Anchored components w/o backup power | Earthquake | Peak Ground Acceleration (g) | 0.21264
0.45 | E8.6a | Railway | Dispatch facility: Anchored components w/o backup power | Earthquake | Peak Ground Acceleration (g) | 0.2438
0.5 | E8.6a | Railway | Dispatch facility: Anchored components w/o backup power | Earthquake | Peak Ground Acceleration (g) | 0.27249
0.55 | E8.6a | Railway | Dispatch facility: Anchored components w/o backup power | Earthquake | Peak Ground Acceleration (g) | 0.29921
0.6 | E8.6a | Railway | Dispatch facility: Anchored components w/o backup power | Earthquake | Peak Ground Acceleration (g) | 0.3243
0.65 | E8.6a | Railway | Dispatch facility: Anchored components w/o backup power | Earthquake | Peak Ground Acceleration (g) | 0.34799
0.7 | E8.6a | Railway | Dispatch facility: Anchored components w/o backup power | Earthquake | Peak Ground Acceleration (g) | 0.37045
0.75 | E8.6a | Railway | Dispatch facility: Anchored components w/o backup power | Earthquake | Peak Ground Acceleration (g) | 0.39176
0.8 | E8.6a | Railway | Dispatch facility: Anchored components w/o backup power | Earthquake | Peak Ground Acceleration (g) | 0.41201
0.85 | E8.6a | Railway | Dispatch facility: Anchored components w/o backup power | Earthquake | Peak Ground Acceleration (g) | 0.43124
0.9 | E8.6a | Railway | Dispatch facility: Anchored components w/o backup power | Earthquake | Peak Ground Acceleration (g) | 0.4495
0.95 | E8.6a | Railway | Dispatch facility: Anchored components w/o backup power | Earthquake | Peak Ground Acceleration (g) | 0.46682
1 | E8.6a | Railway | Dispatch facility: Anchored components w/o backup power | Earthquake | Peak Ground Acceleration (g) | 0.48324
1.05 | E8.6a | Railway | Dispatch facility: Anchored components w/o backup power | Earthquake | Peak Ground Acceleration (g) | 0.49881
1.1 | E8.6a | Railway | Dispatch facility: Anchored components w/o backup power | Earthquake | Peak Ground Acceleration (g) | 0.51355
1.15 | E8.6a | Railway | Dispatch facility: Anchored components w/o backup power | Earthquake | Peak Ground Acceleration (g) | 0.52751
1.2 | E8.6a | Railway | Dispatch facility: Anchored components w/o backup power | Earthquake | Peak Ground Acceleration (g) | 0.54072
1.25 | E8.6a | Railway | Dispatch facility: Anchored components w/o backup power | Earthquake | Peak Ground Acceleration (g) | 0.55323
1.3 | E8.6a | Railway | Dispatch facility: Anchored components w/o backup power | Earthquake | Peak Ground Acceleration (g) | 0.56506
1.35 | E8.6a | Railway | Dispatch facility: Anchored components w/o backup power | Earthquake | Peak Ground Acceleration (g) | 0.57625
1.4 | E8.6a | Railway | Dispatch facility: Anchored components w/o backup power | Earthquake | Peak Ground Acceleration (g) | 0.58684
1.45 | E8.6a | Railway | Dispatch facility: Anchored components w/o backup power | Earthquake | Peak Ground Acceleration (g) | 0.59686
1.5 | E8.6a | Railway | Dispatch facility: Anchored components w/o backup power | Earthquake | Peak Ground Acceleration (g) | 0.60634
1.55 | E8.6a | Railway | Dispatch facility: Anchored components w/o backup power | Earthquake | Peak Ground Acceleration (g) | 0.61531
1.6 | E8.6a | Railway | Dispatch facility: Anchored components w/o backup power | Earthquake | Peak Ground Acceleration (g) | 0.62381
1.65 | E8.6a | Railway | Dispatch facility: Anchored components w/o backup power | Earthquake | Peak Ground Acceleration (g) | 0.63185
1.7 | E8.6a | Railway | Dispatch facility: Anchored components w/o backup power | Earthquake | Peak Ground Acceleration (g) | 0.63947
1.75 | E8.6a | Railway | Dispatch facility: Anchored components w/o backup power | Earthquake | Peak Ground Acceleration (g) | 0.64668
1.8 | E8.6a | Railway | Dispatch facility: Anchored components w/o backup power | Earthquake | Peak Ground Acceleration (g) | 0.65352
1.85 | E8.6a | Railway | Dispatch facility: Anchored components w/o backup power | Earthquake | Peak Ground Acceleration (g) | 0.66001
1.9 | E8.6a | Railway | Dispatch facility: Anchored components w/o backup power | Earthquake | Peak Ground Acceleration (g) | 0.66615
1.95 | E8.6a | Railway | Dispatch facility: Anchored components w/o backup power | Earthquake | Peak Ground Acceleration (g) | 0.67198
2 | E8.6a | Railway | Dispatch facility: Anchored components w/o backup power | Earthquake | Peak Ground Acceleration (g) | 0.67752
2.05 | E8.6a | Railway | Dispatch facility: Anchored components w/o backup power | Earthquake | Peak Ground Acceleration (g) | 0.68277
2.1 | E8.6a | Railway | Dispatch facility: Anchored components w/o backup power | Earthquake | Peak Ground Acceleration (g) | 0.68775
2.15 | E8.6a | Railway | Dispatch facility: Anchored components w/o backup power | Earthquake | Peak Ground Acceleration (g) | 0.69249
2.2 | E8.6a | Railway | Dispatch facility: Anchored components w/o backup power | Earthquake | Peak Ground Acceleration (g) | 0.69699
2.25 | E8.6a | Railway | Dispatch facility: Anchored components w/o backup power | Earthquake | Peak Ground Acceleration (g) | 0.70127
2.3 | E8.6a | Railway | Dispatch facility: Anchored components w/o backup power | Earthquake | Peak Ground Acceleration (g) | 0.70534
2.35 | E8.6a | Railway | Dispatch facility: Anchored components w/o backup power | Earthquake | Peak Ground Acceleration (g) | 0.70921
2.4 | E8.6a | Railway | Dispatch facility: Anchored components w/o backup power | Earthquake | Peak Ground Acceleration (g) | 0.7129
2.45 | E8.6a | Railway | Dispatch facility: Anchored components w/o backup power | Earthquake | Peak Ground Acceleration (g) | 0.71641
2.5 | E8.6a | Railway | Dispatch facility: Anchored components w/o backup power | Earthquake | Peak Ground Acceleration (g) | 0.71975
2.55 | E8.6a | Railway | Dispatch facility: Anchored components w/o backup power | Earthquake | Peak Ground Acceleration (g) | 0.72293
2.6 | E8.6a | Railway | Dispatch facility: Anchored components w/o backup power | Earthquake | Peak Ground Acceleration (g) | 0.72596
2.65 | E8.6a | Railway | Dispatch facility: Anchored components w/o backup power | Earthquake | Peak Ground Acceleration (g) | 0.72886
2.7 | E8.6a | Railway | Dispatch facility: Anchored components w/o backup power | Earthquake | Peak Ground Acceleration (g) | 0.73162
2.75 | E8.6a | Railway | Dispatch facility: Anchored components w/o backup power | Earthquake | Peak Ground Acceleration (g) | 0.73425
2.8 | E8.6a | Railway | Dispatch facility: Anchored components w/o backup power | Earthquake | Peak Ground Acceleration (g) | 0.73676
2.85 | E8.6a | Railway | Dispatch facility: Anchored components w/o backup power | Earthquake | Peak Ground Acceleration (g) | 0.73916
2.9 | E8.6a | Railway | Dispatch facility: Anchored components w/o backup power | Earthquake | Peak Ground Acceleration (g) | 0.74145
2.95 | E8.6a | Railway | Dispatch facility: Anchored components w/o backup power | Earthquake | Peak Ground Acceleration (g) | 0.74364
3 | E8.6a | Railway | Dispatch facility: Anchored components w/o backup power | Earthquake | Peak Ground Acceleration (g) | 0.74573
3.05 | E8.6a | Railway | Dispatch facility: Anchored components w/o backup power | Earthquake | Peak Ground Acceleration (g) | 0.74773
3.1 | E8.6a | Railway | Dispatch facility: Anchored components w/o backup power | Earthquake | Peak Ground Acceleration (g) | 0.74964
3.15 | E8.6a | Railway | Dispatch facility: Anchored components w/o backup power | Earthquake | Peak Ground Acceleration (g) | 0.75147
3.2 | E8.6a | Railway | Dispatch facility: Anchored components w/o backup power | Earthquake | Peak Ground Acceleration (g) | 0.75322
3.25 | E8.6a | Railway | Dispatch facility: Anchored components w/o backup power | Earthquake | Peak Ground Acceleration (g) | 0.7549
3.3 | E8.6a | Railway | Dispatch facility: Anchored components w/o backup power | Earthquake | Peak Ground Acceleration (g) | 0.7565
3.35 | E8.6a | Railway | Dispatch facility: Anchored components w/o backup power | Earthquake | Peak Ground Acceleration (g) | 0.75804
3.4 | E8.6a | Railway | Dispatch facility: Anchored components w/o backup power | Earthquake | Peak Ground Acceleration (g) | 0.75951
3.45 | E8.6a | Railway | Dispatch facility: Anchored components w/o backup power | Earthquake | Peak Ground Acceleration (g) | 0.76092
3.5 | E8.6a | Railway | Dispatch facility: Anchored components w/o backup power | Earthquake | Peak Ground Acceleration (g) | 0.76228
3.55 | E8.6a | Railway | Dispatch facility: Anchored components w/o backup power | Earthquake | Peak Ground Acceleration (g) | 0.76358
3.6 | E8.6a | Railway | Dispatch facility: Anchored components w/o backup power | Earthquake | Peak Ground Acceleration (g) | 0.76482
3.65 | E8.6a | Railway | Dispatch facility: Anchored components w/o backup power | Earthquake | Peak Ground Acceleration (g) | 0.76602
3.7 | E8.6a | Railway | Dispatch facility: Anchored components w/o backup power | Earthquake | Peak Ground Acceleration (g) | 0.76716
3.75 | E8.6a | Railway | Dispatch facility: Anchored components w/o backup power | Earthquake | Peak Ground Acceleration (g) | 0.76826
3.8 | E8.6a | Railway | Dispatch facility: Anchored components w/o backup power | Earthquake | Peak Ground Acceleration (g) | 0.76932
3.85 | E8.6a | Railway | Dispatch facility: Anchored components w/o backup power | Earthquake | Peak Ground Acceleration (g) | 0.77034
3.9 | E8.6a | Railway | Dispatch facility: Anchored components w/o backup power | Earthquake | Peak Ground Acceleration (g) | 0.77131
3.95 | E8.6a | Railway | Dispatch facility: Anchored components w/o backup power | Earthquake | Peak Ground Acceleration (g) | 0.77225
4 | E8.6a | Railway | Dispatch facility: Anchored components w/o backup power | Earthquake | Peak Ground Acceleration (g) | 0.77315
0 | E8.6b | Railway | Dispatch facility: Anchored components w/o backup power | Earthquake | Peak Ground Acceleration (g) | 0
0.05 | E8.6b | Railway | Dispatch facility: Anchored components w/o backup power | Earthquake | Peak Ground Acceleration (g) | 0.006136
0.1 | E8.6b | Railway | Dispatch facility: Anchored components w/o backup power | Earthquake | Peak Ground Acceleration (g) | 0.059206
0.15 | E8.6b | Railway | Dispatch facility: Anchored components w/o backup power | Earthquake | Peak Ground Acceleration (g) | 0.13334
0.2 | E8.6b | Railway | Dispatch facility: Anchored components w/o backup power | Earthquake | Peak Ground Acceleration (g) | 0.21002
0.25 | E8.6b | Railway | Dispatch facility: Anchored components w/o backup power | Earthquake | Peak Ground Acceleration (g) | 0.28296
0.3 | E8.6b | Railway | Dispatch facility: Anchored components w/o backup power | Earthquake | Peak Ground Acceleration (g) | 0.3476
0.35 | E8.6b | Railway | Dispatch facility: Anchored components w/o backup power | Earthquake | Peak Ground Acceleration (g) | 0.40258
0.4 | E8.6b | Railway | Dispatch facility: Anchored components w/o backup power | Earthquake | Peak Ground Acceleration (g) | 0.44885
0.45 | E8.6b | Railway | Dispatch facility: Anchored components w/o backup power | Earthquake | Peak Ground Acceleration (g) | 0.48814
0.5 | E8.6b | Railway | Dispatch facility: Anchored components w/o backup power | Earthquake | Peak Ground Acceleration (g) | 0.52212
0.55 | E8.6b | Railway | Dispatch facility: Anchored components w/o backup power | Earthquake | Peak Ground Acceleration (g) | 0.55212
0.6 | E8.6b | Railway | Dispatch facility: Anchored components w/o backup power | Earthquake | Peak Ground Acceleration (g) | 0.5791
0.65 | E8.6b | Railway | Dispatch facility: Anchored components w/o backup power | Earthquake | Peak Ground Acceleration (g) | 0.6037
0.7 | E8.6b | Railway | Dispatch facility: Anchored components w/o backup power | Earthquake | Peak Ground Acceleration (g) | 0.62638
0.75 | E8.6b | Railway | Dispatch facility: Anchored components w/o backup power | Earthquake | Peak Ground Acceleration (g) | 0.64744
0.8 | E8.6b | Railway | Dispatch facility: Anchored components w/o backup power | Earthquake | Peak Ground Acceleration (g) | 0.66707
0.85 | E8.6b | Railway | Dispatch facility: Anchored components w/o backup power | Earthquake | Peak Ground Acceleration (g) | 0.68545
0.9 | E8.6b | Railway | Dispatch facility: Anchored components w/o backup power | Earthquake | Peak Ground Acceleration (g) | 0.70267
0.95 | E8.6b | Railway | Dispatch facility: Anchored components w/o backup power | Earthquake | Peak Ground Acceleration (g) | 0.71883
1 | E8.6b | Railway | Dispatch facility: Anchored components w/o backup power | Earthquake | Peak Ground Acceleration (g) | 0.734
1.05 | E8.6b | Railway | Dispatch facility: Anchored components w/o backup power | Earthquake | Peak Ground Acceleration (g) | 0.74826
1.1 | E8.6b | Railway | Dispatch facility: Anchored components w/o backup power | Earthquake | Peak Ground Acceleration (g) | 0.76166
1.15 | E8.6b | Railway | Dispatch facility: Anchored components w/o backup power | Earthquake | Peak Ground Acceleration (g) | 0.77425
1.2 | E8.6b | Railway | Dispatch facility: Anchored components w/o backup power | Earthquake | Peak Ground Acceleration (g) | 0.78609
1.25 | E8.6b | Railway | Dispatch facility: Anchored components w/o backup power | Earthquake | Peak Ground Acceleration (g) | 0.79722
1.3 | E8.6b | Railway | Dispatch facility: Anchored components w/o backup power | Earthquake | Peak Ground Acceleration (g) | 0.8077
1.35 | E8.6b | Railway | Dispatch facility: Anchored components w/o backup power | Earthquake | Peak Ground Acceleration (g) | 0.81755
1.4 | E8.6b | Railway | Dispatch facility: Anchored components w/o backup power | Earthquake | Peak Ground Acceleration (g) | 0.82682
1.45 | E8.6b | Railway | Dispatch facility: Anchored components w/o backup power | Earthquake | Peak Ground Acceleration (g) | 0.83554
1.5 | E8.6b | Railway | Dispatch facility: Anchored components w/o backup power | Earthquake | Peak Ground Acceleration (g) | 0.84376
1.55 | E8.6b | Railway | Dispatch facility: Anchored components w/o backup power | Earthquake | Peak Ground Acceleration (g) | 0.8515
1.6 | E8.6b | Railway | Dispatch facility: Anchored components w/o backup power | Earthquake | Peak Ground Acceleration (g) | 0.85879
1.65 | E8.6b | Railway | Dispatch facility: Anchored components w/o backup power | Earthquake | Peak Ground Acceleration (g) | 0.86566
1.7 | E8.6b | Railway | Dispatch facility: Anchored components w/o backup power | Earthquake | Peak Ground Acceleration (g) | 0.87214
1.75 | E8.6b | Railway | Dispatch facility: Anchored components w/o backup power | Earthquake | Peak Ground Acceleration (g) | 0.87826
1.8 | E8.6b | Railway | Dispatch facility: Anchored components w/o backup power | Earthquake | Peak Ground Acceleration (g) | 0.88403
1.85 | E8.6b | Railway | Dispatch facility: Anchored components w/o backup power | Earthquake | Peak Ground Acceleration (g) | 0.88948
1.9 | E8.6b | Railway | Dispatch facility: Anchored components w/o backup power | Earthquake | Peak Ground Acceleration (g) | 0.89463
1.95 | E8.6b | Railway | Dispatch facility: Anchored components w/o backup power | Earthquake | Peak Ground Acceleration (g) | 0.8995
2 | E8.6b | Railway | Dispatch facility: Anchored components w/o backup power | Earthquake | Peak Ground Acceleration (g) | 0.9041
2.05 | E8.6b | Railway | Dispatch facility: Anchored components w/o backup power | Earthquake | Peak Ground Acceleration (g) | 0.90845
2.1 | E8.6b | Railway | Dispatch facility: Anchored components w/o backup power | Earthquake | Peak Ground Acceleration (g) | 0.91257
2.15 | E8.6b | Railway | Dispatch facility: Anchored components w/o backup power | Earthquake | Peak Ground Acceleration (g) | 0.91647
2.2 | E8.6b | Railway | Dispatch facility: Anchored components w/o backup power | Earthquake | Peak Ground Acceleration (g) | 0.92016
2.25 | E8.6b | Railway | Dispatch facility: Anchored components w/o backup power | Earthquake | Peak Ground Acceleration (g) | 0.92367
2.3 | E8.6b | Railway | Dispatch facility: Anchored components w/o backup power | Earthquake | Peak Ground Acceleration (g) | 0.92698
2.35 | E8.6b | Railway | Dispatch facility: Anchored components w/o backup power | Earthquake | Peak Ground Acceleration (g) | 0.93013
2.4 | E8.6b | Railway | Dispatch facility: Anchored components w/o backup power | Earthquake | Peak Ground Acceleration (g) | 0.93312
2.45 | E8.6b | Railway | Dispatch facility: Anchored components w/o backup power | Earthquake | Peak Ground Acceleration (g) | 0.93596
2.5 | E8.6b | Railway | Dispatch facility: Anchored components w/o backup power | Earthquake | Peak Ground Acceleration (g) | 0.93865
2.55 | E8.6b | Railway | Dispatch facility: Anchored components w/o backup power | Earthquake | Peak Ground Acceleration (g) | 0.94121
2.6 | E8.6b | Railway | Dispatch facility: Anchored components w/o backup power | Earthquake | Peak Ground Acceleration (g) | 0.94364
2.65 | E8.6b | Railway | Dispatch facility: Anchored components w/o backup power | Earthquake | Peak Ground Acceleration (g) | 0.94595
2.7 | E8.6b | Railway | Dispatch facility: Anchored components w/o backup power | Earthquake | Peak Ground Acceleration (g) | 0.94815
2.75 | E8.6b | Railway | Dispatch facility: Anchored components w/o backup power | Earthquake | Peak Ground Acceleration (g) | 0.95025
2.8 | E8.6b | Railway | Dispatch facility: Anchored components w/o backup power | Earthquake | Peak Ground Acceleration (g) | 0.95224
2.85 | E8.6b | Railway | Dispatch facility: Anchored components w/o backup power | Earthquake | Peak Ground Acceleration (g) | 0.95414
2.9 | E8.6b | Railway | Dispatch facility: Anchored components w/o backup power | Earthquake | Peak Ground Acceleration (g) | 0.95595
2.95 | E8.6b | Railway | Dispatch facility: Anchored components w/o backup power | Earthquake | Peak Ground Acceleration (g) | 0.95768
3 | E8.6b | Railway | Dispatch facility: Anchored components w/o backup power | Earthquake | Peak Ground Acceleration (g) | 0.95932
3.05 | E8.6b | Railway | Dispatch facility: Anchored components w/o backup power | Earthquake | Peak Ground Acceleration (g) | 0.96089
3.1 | E8.6b | Railway | Dispatch facility: Anchored components w/o backup power | Earthquake | Peak Ground Acceleration (g) | 0.96239
3.15 | E8.6b | Railway | Dispatch facility: Anchored components w/o backup power | Earthquake | Peak Ground Acceleration (g) | 0.96382
3.2 | E8.6b | Railway | Dispatch facility: Anchored components w/o backup power | Earthquake | Peak Ground Acceleration (g) | 0.96518
3.25 | E8.6b | Railway | Dispatch facility: Anchored components w/o backup power | Earthquake | Peak Ground Acceleration (g) | 0.96649
3.3 | E8.6b | Railway | Dispatch facility: Anchored components w/o backup power | Earthquake | Peak Ground Acceleration (g) | 0.96773
3.35 | E8.6b | Railway | Dispatch facility: Anchored components w/o backup power | Earthquake | Peak Ground Acceleration (g) | 0.96892
3.4 | E8.6b | Railway | Dispatch facility: Anchored components w/o backup power | Earthquake | Peak Ground Acceleration (g) | 0.97006
3.45 | E8.6b | Railway | Dispatch facility: Anchored components w/o backup power | Earthquake | Peak Ground Acceleration (g) | 0.97115
3.5 | E8.6b | Railway | Dispatch facility: Anchored components w/o backup power | Earthquake | Peak Ground Acceleration (g) | 0.97219
3.55 | E8.6b | Railway | Dispatch facility: Anchored components w/o backup power | Earthquake | Peak Ground Acceleration (g) | 0.97319
3.6 | E8.6b | Railway | Dispatch facility: Anchored components w/o backup power | Earthquake | Peak Ground Acceleration (g) | 0.97415
3.65 | E8.6b | Railway | Dispatch facility: Anchored components w/o backup power | Earthquake | Peak Ground Acceleration (g) | 0.97506
3.7 | E8.6b | Railway | Dispatch facility: Anchored components w/o backup power | Earthquake | Peak Ground Acceleration (g) | 0.97594
3.75 | E8.6b | Railway | Dispatch facility: Anchored components w/o backup power | Earthquake | Peak Ground Acceleration (g) | 0.97678
3.8 | E8.6b | Railway | Dispatch facility: Anchored components w/o backup power | Earthquake | Peak Ground Acceleration (g) | 0.97759
3.85 | E8.6b | Railway | Dispatch facility: Anchored components w/o backup power | Earthquake | Peak Ground Acceleration (g) | 0.97836
3.9 | E8.6b | Railway | Dispatch facility: Anchored components w/o backup power | Earthquake | Peak Ground Acceleration (g) | 0.9791
3.95 | E8.6b | Railway | Dispatch facility: Anchored components w/o backup power | Earthquake | Peak Ground Acceleration (g) | 0.97981
4 | E8.6b | Railway | Dispatch facility: Anchored components w/o backup power | Earthquake | Peak Ground Acceleration (g) | 0.98049
0 | E8.7 | Railway | Dispatch facility: Unanchored components with backup power | Earthquake | Peak Ground Acceleration (g) | 0
0.05 | E8.7 | Railway | Dispatch facility: Unanchored components with backup power | Earthquake | Peak Ground Acceleration (g) | 0.0063543
0.1 | E8.7 | Railway | Dispatch facility: Unanchored components with backup power | Earthquake | Peak Ground Acceleration (g) | 0.054374
0.15 | E8.7 | Railway | Dispatch facility: Unanchored components with backup power | Earthquake | Peak Ground Acceleration (g) | 0.12456
0.2 | E8.7 | Railway | Dispatch facility: Unanchored components with backup power | Earthquake | Peak Ground Acceleration (g) | 0.19791
0.25 | E8.7 | Railway | Dispatch facility: Unanchored components with backup power | Earthquake | Peak Ground Acceleration (g) | 0.26671
0.3 | E8.7 | Railway | Dispatch facility: Unanchored components with backup power | Earthquake | Peak Ground Acceleration (g) | 0.32755
0.35 | E8.7 | Railway | Dispatch facility: Unanchored components with backup power | Earthquake | Peak Ground Acceleration (g) | 0.37987
0.4 | E8.7 | Railway | Dispatch facility: Unanchored components with backup power | Earthquake | Peak Ground Acceleration (g) | 0.42457
0.45 | E8.7 | Railway | Dispatch facility: Unanchored components with backup power | Earthquake | Peak Ground Acceleration (g) | 0.46301
0.5 | E8.7 | Railway | Dispatch facility: Unanchored components with backup power | Earthquake | Peak Ground Acceleration (g) | 0.49649
0.55 | E8.7 | Railway | Dispatch facility: Unanchored components with backup power | Earthquake | Peak Ground Acceleration (g) | 0.52611
0.6 | E8.7 | Railway | Dispatch facility: Unanchored components with backup power | Earthquake | Peak Ground Acceleration (g) | 0.5527
0.65 | E8.7 | Railway | Dispatch facility: Unanchored components with backup power | Earthquake | Peak Ground Acceleration (g) | 0.57686
0.7 | E8.7 | Railway | Dispatch facility: Unanchored components with backup power | Earthquake | Peak Ground Acceleration (g) | 0.59904
0.75 | E8.7 | Railway | Dispatch facility: Unanchored components with backup power | Earthquake | Peak Ground Acceleration (g) | 0.61956
0.8 | E8.7 | Railway | Dispatch facility: Unanchored components with backup power | Earthquake | Peak Ground Acceleration (g) | 0.63866
0.85 | E8.7 | Railway | Dispatch facility: Unanchored components with backup power | Earthquake | Peak Ground Acceleration (g) | 0.65651
0.9 | E8.7 | Railway | Dispatch facility: Unanchored components with backup power | Earthquake | Peak Ground Acceleration (g) | 0.67325
0.95 | E8.7 | Railway | Dispatch facility: Unanchored components with backup power | Earthquake | Peak Ground Acceleration (g) | 0.68898
1 | E8.7 | Railway | Dispatch facility: Unanchored components with backup power | Earthquake | Peak Ground Acceleration (g) | 0.70379
1.05 | E8.7 | Railway | Dispatch facility: Unanchored components with backup power | Earthquake | Peak Ground Acceleration (g) | 0.71775
1.1 | E8.7 | Railway | Dispatch facility: Unanchored components with backup power | Earthquake | Peak Ground Acceleration (g) | 0.73092
1.15 | E8.7 | Railway | Dispatch facility: Unanchored components with backup power | Earthquake | Peak Ground Acceleration (g) | 0.74336
1.2 | E8.7 | Railway | Dispatch facility: Unanchored components with backup power | Earthquake | Peak Ground Acceleration (g) | 0.75512
1.25 | E8.7 | Railway | Dispatch facility: Unanchored components with backup power | Earthquake | Peak Ground Acceleration (g) | 0.76623
1.3 | E8.7 | Railway | Dispatch facility: Unanchored components with backup power | Earthquake | Peak Ground Acceleration (g) | 0.77675
1.35 | E8.7 | Railway | Dispatch facility: Unanchored components with backup power | Earthquake | Peak Ground Acceleration (g) | 0.7867
1.4 | E8.7 | Railway | Dispatch facility: Unanchored components with backup power | Earthquake | Peak Ground Acceleration (g) | 0.79612
1.45 | E8.7 | Railway | Dispatch facility: Unanchored components with backup power | Earthquake | Peak Ground Acceleration (g) | 0.80504
1.5 | E8.7 | Railway | Dispatch facility: Unanchored components with backup power | Earthquake | Peak Ground Acceleration (g) | 0.8135
1.55 | E8.7 | Railway | Dispatch facility: Unanchored components with backup power | Earthquake | Peak Ground Acceleration (g) | 0.82152
1.6 | E8.7 | Railway | Dispatch facility: Unanchored components with backup power | Earthquake | Peak Ground Acceleration (g) | 0.82912
1.65 | E8.7 | Railway | Dispatch facility: Unanchored components with backup power | Earthquake | Peak Ground Acceleration (g) | 0.83633
1.7 | E8.7 | Railway | Dispatch facility: Unanchored components with backup power | Earthquake | Peak Ground Acceleration (g) | 0.84318
1.75 | E8.7 | Railway | Dispatch facility: Unanchored components with backup power | Earthquake | Peak Ground Acceleration (g) | 0.84968
1.8 | E8.7 | Railway | Dispatch facility: Unanchored components with backup power | Earthquake | Peak Ground Acceleration (g) | 0.85585
1.85 | E8.7 | Railway | Dispatch facility: Unanchored components with backup power | Earthquake | Peak Ground Acceleration (g) | 0.86172
1.9 | E8.7 | Railway | Dispatch facility: Unanchored components with backup power | Earthquake | Peak Ground Acceleration (g) | 0.8673
1.95 | E8.7 | Railway | Dispatch facility: Unanchored components with backup power | Earthquake | Peak Ground Acceleration (g) | 0.87261
2 | E8.7 | Railway | Dispatch facility: Unanchored components with backup power | Earthquake | Peak Ground Acceleration (g) | 0.87766
2.05 | E8.7 | Railway | Dispatch facility: Unanchored components with backup power | Earthquake | Peak Ground Acceleration (g) | 0.88247
2.1 | E8.7 | Railway | Dispatch facility: Unanchored components with backup power | Earthquake | Peak Ground Acceleration (g) | 0.88705
2.15 | E8.7 | Railway | Dispatch facility: Unanchored components with backup power | Earthquake | Peak Ground Acceleration (g) | 0.89141
2.2 | E8.7 | Railway | Dispatch facility: Unanchored components with backup power | Earthquake | Peak Ground Acceleration (g) | 0.89557
2.25 | E8.7 | Railway | Dispatch facility: Unanchored components with backup power | Earthquake | Peak Ground Acceleration (g) | 0.89954
2.3 | E8.7 | Railway | Dispatch facility: Unanchored components with backup power | Earthquake | Peak Ground Acceleration (g) | 0.90332
2.35 | E8.7 | Railway | Dispatch facility: Unanchored components with backup power | Earthquake | Peak Ground Acceleration (g) | 0.90693
2.4 | E8.7 | Railway | Dispatch facility: Unanchored components with backup power | Earthquake | Peak Ground Acceleration (g) | 0.91038
2.45 | E8.7 | Railway | Dispatch facility: Unanchored components with backup power | Earthquake | Peak Ground Acceleration (g) | 0.91367
2.5 | E8.7 | Railway | Dispatch facility: Unanchored components with backup power | Earthquake | Peak Ground Acceleration (g) | 0.91681
2.55 | E8.7 | Railway | Dispatch facility: Unanchored components with backup power | Earthquake | Peak Ground Acceleration (g) | 0.91982
2.6 | E8.7 | Railway | Dispatch facility: Unanchored components with backup power | Earthquake | Peak Ground Acceleration (g) | 0.92269
2.65 | E8.7 | Railway | Dispatch facility: Unanchored components with backup power | Earthquake | Peak Ground Acceleration (g) | 0.92544
2.7 | E8.7 | Railway | Dispatch facility: Unanchored components with backup power | Earthquake | Peak Ground Acceleration (g) | 0.92807
2.75 | E8.7 | Railway | Dispatch facility: Unanchored components with backup power | Earthquake | Peak Ground Acceleration (g) | 0.93059
2.8 | E8.7 | Railway | Dispatch facility: Unanchored components with backup power | Earthquake | Peak Ground Acceleration (g) | 0.933
2.85 | E8.7 | Railway | Dispatch facility: Unanchored components with backup power | Earthquake | Peak Ground Acceleration (g) | 0.93531
2.9 | E8.7 | Railway | Dispatch facility: Unanchored components with backup power | Earthquake | Peak Ground Acceleration (g) | 0.93752
2.95 | E8.7 | Railway | Dispatch facility: Unanchored components with backup power | Earthquake | Peak Ground Acceleration (g) | 0.93964
3 | E8.7 | Railway | Dispatch facility: Unanchored components with backup power | Earthquake | Peak Ground Acceleration (g) | 0.94168
3.05 | E8.7 | Railway | Dispatch facility: Unanchored components with backup power | Earthquake | Peak Ground Acceleration (g) | 0.94363
3.1 | E8.7 | Railway | Dispatch facility: Unanchored components with backup power | Earthquake | Peak Ground Acceleration (g) | 0.9455
3.15 | E8.7 | Railway | Dispatch facility: Unanchored components with backup power | Earthquake | Peak Ground Acceleration (g) | 0.94729
3.2 | E8.7 | Railway | Dispatch facility: Unanchored components with backup power | Earthquake | Peak Ground Acceleration (g) | 0.94902
3.25 | E8.7 | Railway | Dispatch facility: Unanchored components with backup power | Earthquake | Peak Ground Acceleration (g) | 0.95067
3.3 | E8.7 | Railway | Dispatch facility: Unanchored components with backup power | Earthquake | Peak Ground Acceleration (g) | 0.95226
3.35 | E8.7 | Railway | Dispatch facility: Unanchored components with backup power | Earthquake | Peak Ground Acceleration (g) | 0.95379
3.4 | E8.7 | Railway | Dispatch facility: Unanchored components with backup power | Earthquake | Peak Ground Acceleration (g) | 0.95526
3.45 | E8.7 | Railway | Dispatch facility: Unanchored components with backup power | Earthquake | Peak Ground Acceleration (g) | 0.95668
3.5 | E8.7 | Railway | Dispatch facility: Unanchored components with backup power | Earthquake | Peak Ground Acceleration (g) | 0.95803
3.55 | E8.7 | Railway | Dispatch facility: Unanchored components with backup power | Earthquake | Peak Ground Acceleration (g) | 0.95934
3.6 | E8.7 | Railway | Dispatch facility: Unanchored components with backup power | Earthquake | Peak Ground Acceleration (g) | 0.9606
3.65 | E8.7 | Railway | Dispatch facility: Unanchored components with backup power | Earthquake | Peak Ground Acceleration (g) | 0.96181
3.7 | E8.7 | Railway | Dispatch facility: Unanchored components with backup power | Earthquake | Peak Ground Acceleration (g) | 0.96298
3.75 | E8.7 | Railway | Dispatch facility: Unanchored components with backup power | Earthquake | Peak Ground Acceleration (g) | 0.9641
3.8 | E8.7 | Railway | Dispatch facility: Unanchored components with backup power | Earthquake | Peak Ground Acceleration (g) | 0.96518
3.85 | E8.7 | Railway | Dispatch facility: Unanchored components with backup power | Earthquake | Peak Ground Acceleration (g) | 0.96623
3.9 | E8.7 | Railway | Dispatch facility: Unanchored components with backup power | Earthquake | Peak Ground Acceleration (g) | 0.96723
3.95 | E8.7 | Railway | Dispatch facility: Unanchored components with backup power | Earthquake | Peak Ground Acceleration (g) | 0.9682
4 | E8.7 | Railway | Dispatch facility: Unanchored components with backup power | Earthquake | Peak Ground Acceleration (g) | 0.96913
0 | E8.7a | Railway | Dispatch facility: Unanchored components with backup power | Earthquake | Peak Ground Acceleration (g) | 0
0.05 | E8.7a | Railway | Dispatch facility: Unanchored components with backup power | Earthquake | Peak Ground Acceleration (g) | 0.00052192
0.1 | E8.7a | Railway | Dispatch facility: Unanchored components with backup power | Earthquake | Peak Ground Acceleration (g) | 0.0072397
0.15 | E8.7a | Railway | Dispatch facility: Unanchored components with backup power | Earthquake | Peak Ground Acceleration (g) | 0.02621
0.2 | E8.7a | Railway | Dispatch facility: Unanchored components with backup power | Earthquake | Peak Ground Acceleration (g) | 0.055648
0.25 | E8.7a | Railway | Dispatch facility: Unanchored components with backup power | Earthquake | Peak Ground Acceleration (g) | 0.089544
0.3 | E8.7a | Railway | Dispatch facility: Unanchored components with backup power | Earthquake | Peak Ground Acceleration (g) | 0.12341
0.35 | E8.7a | Railway | Dispatch facility: Unanchored components with backup power | Earthquake | Peak Ground Acceleration (g) | 0.15522
0.4 | E8.7a | Railway | Dispatch facility: Unanchored components with backup power | Earthquake | Peak Ground Acceleration (g) | 0.18448
0.45 | E8.7a | Railway | Dispatch facility: Unanchored components with backup power | Earthquake | Peak Ground Acceleration (g) | 0.21136
0.5 | E8.7a | Railway | Dispatch facility: Unanchored components with backup power | Earthquake | Peak Ground Acceleration (g) | 0.23624
0.55 | E8.7a | Railway | Dispatch facility: Unanchored components with backup power | Earthquake | Peak Ground Acceleration (g) | 0.25947
0.6 | E8.7a | Railway | Dispatch facility: Unanchored components with backup power | Earthquake | Peak Ground Acceleration (g) | 0.28136
0.65 | E8.7a | Railway | Dispatch facility: Unanchored components with backup power | Earthquake | Peak Ground Acceleration (g) | 0.30211
0.7 | E8.7a | Railway | Dispatch facility: Unanchored components with backup power | Earthquake | Peak Ground Acceleration (g) | 0.32189
0.75 | E8.7a | Railway | Dispatch facility: Unanchored components with backup power | Earthquake | Peak Ground Acceleration (g) | 0.34079
0.8 | E8.7a | Railway | Dispatch facility: Unanchored components with backup power | Earthquake | Peak Ground Acceleration (g) | 0.35889
0.85 | E8.7a | Railway | Dispatch facility: Unanchored components with backup power | Earthquake | Peak Ground Acceleration (g) | 0.37625
0.9 | E8.7a | Railway | Dispatch facility: Unanchored components with backup power | Earthquake | Peak Ground Acceleration (g) | 0.39289
0.95 | E8.7a | Railway | Dispatch facility: Unanchored components with backup power | Earthquake | Peak Ground Acceleration (g) | 0.40885
1 | E8.7a | Railway | Dispatch facility: Unanchored components with backup power | Earthquake | Peak Ground Acceleration (g) | 0.42415
1.05 | E8.7a | Railway | Dispatch facility: Unanchored components with backup power | Earthquake | Peak Ground Acceleration (g) | 0.43883
1.1 | E8.7a | Railway | Dispatch facility: Unanchored components with backup power | Earthquake | Peak Ground Acceleration (g) | 0.45289
1.15 | E8.7a | Railway | Dispatch facility: Unanchored components with backup power | Earthquake | Peak Ground Acceleration (g) | 0.46637
1.2 | E8.7a | Railway | Dispatch facility: Unanchored components with backup power | Earthquake | Peak Ground Acceleration (g) | 0.47927
1.25 | E8.7a | Railway | Dispatch facility: Unanchored components with backup power | Earthquake | Peak Ground Acceleration (g) | 0.49163
1.3 | E8.7a | Railway | Dispatch facility: Unanchored components with backup power | Earthquake | Peak Ground Acceleration (g) | 0.50347
1.35 | E8.7a | Railway | Dispatch facility: Unanchored components with backup power | Earthquake | Peak Ground Acceleration (g) | 0.51479
1.4 | E8.7a | Railway | Dispatch facility: Unanchored components with backup power | Earthquake | Peak Ground Acceleration (g) | 0.52564
1.45 | E8.7a | Railway | Dispatch facility: Unanchored components with backup power | Earthquake | Peak Ground Acceleration (g) | 0.53601
1.5 | E8.7a | Railway | Dispatch facility: Unanchored components with backup power | Earthquake | Peak Ground Acceleration (g) | 0.54594
1.55 | E8.7a | Railway | Dispatch facility: Unanchored components with backup power | Earthquake | Peak Ground Acceleration (g) | 0.55545
1.6 | E8.7a | Railway | Dispatch facility: Unanchored components with backup power | Earthquake | Peak Ground Acceleration (g) | 0.56454
1.65 | E8.7a | Railway | Dispatch facility: Unanchored components with backup power | Earthquake | Peak Ground Acceleration (g) | 0.57325
1.7 | E8.7a | Railway | Dispatch facility: Unanchored components with backup power | Earthquake | Peak Ground Acceleration (g) | 0.58158
1.75 | E8.7a | Railway | Dispatch facility: Unanchored components with backup power | Earthquake | Peak Ground Acceleration (g) | 0.58956
1.8 | E8.7a | Railway | Dispatch facility: Unanchored components with backup power | Earthquake | Peak Ground Acceleration (g) | 0.5972
1.85 | E8.7a | Railway | Dispatch facility: Unanchored components with backup power | Earthquake | Peak Ground Acceleration (g) | 0.60451
1.9 | E8.7a | Railway | Dispatch facility: Unanchored components with backup power | Earthquake | Peak Ground Acceleration (g) | 0.61152
1.95 | E8.7a | Railway | Dispatch facility: Unanchored components with backup power | Earthquake | Peak Ground Acceleration (g) | 0.61823
2 | E8.7a | Railway | Dispatch facility: Unanchored components with backup power | Earthquake | Peak Ground Acceleration (g) | 0.62466
2.05 | E8.7a | Railway | Dispatch facility: Unanchored components with backup power | Earthquake | Peak Ground Acceleration (g) | 0.63082
2.1 | E8.7a | Railway | Dispatch facility: Unanchored components with backup power | Earthquake | Peak Ground Acceleration (g) | 0.63672
2.15 | E8.7a | Railway | Dispatch facility: Unanchored components with backup power | Earthquake | Peak Ground Acceleration (g) | 0.64239
2.2 | E8.7a | Railway | Dispatch facility: Unanchored components with backup power | Earthquake | Peak Ground Acceleration (g) | 0.64782
2.25 | E8.7a | Railway | Dispatch facility: Unanchored components with backup power | Earthquake | Peak Ground Acceleration (g) | 0.65302
2.3 | E8.7a | Railway | Dispatch facility: Unanchored components with backup power | Earthquake | Peak Ground Acceleration (g) | 0.65802
2.35 | E8.7a | Railway | Dispatch facility: Unanchored components with backup power | Earthquake | Peak Ground Acceleration (g) | 0.66282
2.4 | E8.7a | Railway | Dispatch facility: Unanchored components with backup power | Earthquake | Peak Ground Acceleration (g) | 0.66742
2.45 | E8.7a | Railway | Dispatch facility: Unanchored components with backup power | Earthquake | Peak Ground Acceleration (g) | 0.67184
2.5 | E8.7a | Railway | Dispatch facility: Unanchored components with backup power | Earthquake | Peak Ground Acceleration (g) | 0.67608
2.55 | E8.7a | Railway | Dispatch facility: Unanchored components with backup power | Earthquake | Peak Ground Acceleration (g) | 0.68015
2.6 | E8.7a | Railway | Dispatch facility: Unanchored components with backup power | Earthquake | Peak Ground Acceleration (g) | 0.68407
2.65 | E8.7a | Railway | Dispatch facility: Unanchored components with backup power | Earthquake | Peak Ground Acceleration (g) | 0.68783
2.7 | E8.7a | Railway | Dispatch facility: Unanchored components with backup power | Earthquake | Peak Ground Acceleration (g) | 0.69145
2.75 | E8.7a | Railway | Dispatch facility: Unanchored components with backup power | Earthquake | Peak Ground Acceleration (g) | 0.69493
2.8 | E8.7a | Railway | Dispatch facility: Unanchored components with backup power | Earthquake | Peak Ground Acceleration (g) | 0.69827
2.85 | E8.7a | Railway | Dispatch facility: Unanchored components with backup power | Earthquake | Peak Ground Acceleration (g) | 0.70149
2.9 | E8.7a | Railway | Dispatch facility: Unanchored components with backup power | Earthquake | Peak Ground Acceleration (g) | 0.70459
2.95 | E8.7a | Railway | Dispatch facility: Unanchored components with backup power | Earthquake | Peak Ground Acceleration (g) | 0.70757
3 | E8.7a | Railway | Dispatch facility: Unanchored components with backup power | Earthquake | Peak Ground Acceleration (g) | 0.71044
3.05 | E8.7a | Railway | Dispatch facility: Unanchored components with backup power | Earthquake | Peak Ground Acceleration (g) | 0.7132
3.1 | E8.7a | Railway | Dispatch facility: Unanchored components with backup power | Earthquake | Peak Ground Acceleration (g) | 0.71586
3.15 | E8.7a | Railway | Dispatch facility: Unanchored components with backup power | Earthquake | Peak Ground Acceleration (g) | 0.71842
3.2 | E8.7a | Railway | Dispatch facility: Unanchored components with backup power | Earthquake | Peak Ground Acceleration (g) | 0.72089
3.25 | E8.7a | Railway | Dispatch facility: Unanchored components with backup power | Earthquake | Peak Ground Acceleration (g) | 0.72327
3.3 | E8.7a | Railway | Dispatch facility: Unanchored components with backup power | Earthquake | Peak Ground Acceleration (g) | 0.72557
3.35 | E8.7a | Railway | Dispatch facility: Unanchored components with backup power | Earthquake | Peak Ground Acceleration (g) | 0.72778
3.4 | E8.7a | Railway | Dispatch facility: Unanchored components with backup power | Earthquake | Peak Ground Acceleration (g) | 0.72991
3.45 | E8.7a | Railway | Dispatch facility: Unanchored components with backup power | Earthquake | Peak Ground Acceleration (g) | 0.73197
3.5 | E8.7a | Railway | Dispatch facility: Unanchored components with backup power | Earthquake | Peak Ground Acceleration (g) | 0.73396
3.55 | E8.7a | Railway | Dispatch facility: Unanchored components with backup power | Earthquake | Peak Ground Acceleration (g) | 0.73588
3.6 | E8.7a | Railway | Dispatch facility: Unanchored components with backup power | Earthquake | Peak Ground Acceleration (g) | 0.73773
3.65 | E8.7a | Railway | Dispatch facility: Unanchored components with backup power | Earthquake | Peak Ground Acceleration (g) | 0.73951
3.7 | E8.7a | Railway | Dispatch facility: Unanchored components with backup power | Earthquake | Peak Ground Acceleration (g) | 0.74124
3.75 | E8.7a | Railway | Dispatch facility: Unanchored components with backup power | Earthquake | Peak Ground Acceleration (g) | 0.7429
3.8 | E8.7a | Railway | Dispatch facility: Unanchored components with backup power | Earthquake | Peak Ground Acceleration (g) | 0.74451
3.85 | E8.7a | Railway | Dispatch facility: Unanchored components with backup power | Earthquake | Peak Ground Acceleration (g) | 0.74607
3.9 | E8.7a | Railway | Dispatch facility: Unanchored components with backup power | Earthquake | Peak Ground Acceleration (g) | 0.74757
3.95 | E8.7a | Railway | Dispatch facility: Unanchored components with backup power | Earthquake | Peak Ground Acceleration (g) | 0.74903
4 | E8.7a | Railway | Dispatch facility: Unanchored components with backup power | Earthquake | Peak Ground Acceleration (g) | 0.75043
0 | E8.7b | Railway | Dispatch facility: Unanchored components with backup power | Earthquake | Peak Ground Acceleration (g) | 0
0.05 | E8.7b | Railway | Dispatch facility: Unanchored components with backup power | Earthquake | Peak Ground Acceleration (g) | 0.0063543
0.1 | E8.7b | Railway | Dispatch facility: Unanchored components with backup power | Earthquake | Peak Ground Acceleration (g) | 0.054374
0.15 | E8.7b | Railway | Dispatch facility: Unanchored components with backup power | Earthquake | Peak Ground Acceleration (g) | 0.12456
0.2 | E8.7b | Railway | Dispatch facility: Unanchored components with backup power | Earthquake | Peak Ground Acceleration (g) | 0.19791
0.25 | E8.7b | Railway | Dispatch facility: Unanchored components with backup power | Earthquake | Peak Ground Acceleration (g) | 0.26671
0.3 | E8.7b | Railway | Dispatch facility: Unanchored components with backup power | Earthquake | Peak Ground Acceleration (g) | 0.32755
0.35 | E8.7b | Railway | Dispatch facility: Unanchored components with backup power | Earthquake | Peak Ground Acceleration (g) | 0.37987
0.4 | E8.7b | Railway | Dispatch facility: Unanchored components with backup power | Earthquake | Peak Ground Acceleration (g) | 0.42457
0.45 | E8.7b | Railway | Dispatch facility: Unanchored components with backup power | Earthquake | Peak Ground Acceleration (g) | 0.46301
0.5 | E8.7b | Railway | Dispatch facility: Unanchored components with backup power | Earthquake | Peak Ground Acceleration (g) | 0.49649
0.55 | E8.7b | Railway | Dispatch facility: Unanchored components with backup power | Earthquake | Peak Ground Acceleration (g) | 0.52611
0.6 | E8.7b | Railway | Dispatch facility: Unanchored components with backup power | Earthquake | Peak Ground Acceleration (g) | 0.5527
0.65 | E8.7b | Railway | Dispatch facility: Unanchored components with backup power | Earthquake | Peak Ground Acceleration (g) | 0.57686
0.7 | E8.7b | Railway | Dispatch facility: Unanchored components with backup power | Earthquake | Peak Ground Acceleration (g) | 0.59904
0.75 | E8.7b | Railway | Dispatch facility: Unanchored components with backup power | Earthquake | Peak Ground Acceleration (g) | 0.61956
0.8 | E8.7b | Railway | Dispatch facility: Unanchored components with backup power | Earthquake | Peak Ground Acceleration (g) | 0.63866
0.85 | E8.7b | Railway | Dispatch facility: Unanchored components with backup power | Earthquake | Peak Ground Acceleration (g) | 0.65651
0.9 | E8.7b | Railway | Dispatch facility: Unanchored components with backup power | Earthquake | Peak Ground Acceleration (g) | 0.67325
0.95 | E8.7b | Railway | Dispatch facility: Unanchored components with backup power | Earthquake | Peak Ground Acceleration (g) | 0.68898
1 | E8.7b | Railway | Dispatch facility: Unanchored components with backup power | Earthquake | Peak Ground Acceleration (g) | 0.70379
1.05 | E8.7b | Railway | Dispatch facility: Unanchored components with backup power | Earthquake | Peak Ground Acceleration (g) | 0.71775
1.1 | E8.7b | Railway | Dispatch facility: Unanchored components with backup power | Earthquake | Peak Ground Acceleration (g) | 0.73092
1.15 | E8.7b | Railway | Dispatch facility: Unanchored components with backup power | Earthquake | Peak Ground Acceleration (g) | 0.74336
1.2 | E8.7b | Railway | Dispatch facility: Unanchored components with backup power | Earthquake | Peak Ground Acceleration (g) | 0.75512
1.25 | E8.7b | Railway | Dispatch facility: Unanchored components with backup power | Earthquake | Peak Ground Acceleration (g) | 0.76623
1.3 | E8.7b | Railway | Dispatch facility: Unanchored components with backup power | Earthquake | Peak Ground Acceleration (g) | 0.77675
1.35 | E8.7b | Railway | Dispatch facility: Unanchored components with backup power | Earthquake | Peak Ground Acceleration (g) | 0.7867
1.4 | E8.7b | Railway | Dispatch facility: Unanchored components with backup power | Earthquake | Peak Ground Acceleration (g) | 0.79612
1.45 | E8.7b | Railway | Dispatch facility: Unanchored components with backup power | Earthquake | Peak Ground Acceleration (g) | 0.80504
1.5 | E8.7b | Railway | Dispatch facility: Unanchored components with backup power | Earthquake | Peak Ground Acceleration (g) | 0.8135
1.55 | E8.7b | Railway | Dispatch facility: Unanchored components with backup power | Earthquake | Peak Ground Acceleration (g) | 0.82152
1.6 | E8.7b | Railway | Dispatch facility: Unanchored components with backup power | Earthquake | Peak Ground Acceleration (g) | 0.82912
1.65 | E8.7b | Railway | Dispatch facility: Unanchored components with backup power | Earthquake | Peak Ground Acceleration (g) | 0.83633
1.7 | E8.7b | Railway | Dispatch facility: Unanchored components with backup power | Earthquake | Peak Ground Acceleration (g) | 0.84318
1.75 | E8.7b | Railway | Dispatch facility: Unanchored components with backup power | Earthquake | Peak Ground Acceleration (g) | 0.84968
1.8 | E8.7b | Railway | Dispatch facility: Unanchored components with backup power | Earthquake | Peak Ground Acceleration (g) | 0.85585
1.85 | E8.7b | Railway | Dispatch facility: Unanchored components with backup power | Earthquake | Peak Ground Acceleration (g) | 0.86172
1.9 | E8.7b | Railway | Dispatch facility: Unanchored components with backup power | Earthquake | Peak Ground Acceleration (g) | 0.8673
1.95 | E8.7b | Railway | Dispatch facility: Unanchored components with backup power | Earthquake | Peak Ground Acceleration (g) | 0.87261
2 | E8.7b | Railway | Dispatch facility: Unanchored components with backup power | Earthquake | Peak Ground Acceleration (g) | 0.87766
2.05 | E8.7b | Railway | Dispatch facility: Unanchored components with backup power | Earthquake | Peak Ground Acceleration (g) | 0.88247
2.1 | E8.7b | Railway | Dispatch facility: Unanchored components with backup power | Earthquake | Peak Ground Acceleration (g) | 0.88705
2.15 | E8.7b | Railway | Dispatch facility: Unanchored components with backup power | Earthquake | Peak Ground Acceleration (g) | 0.89141
2.2 | E8.7b | Railway | Dispatch facility: Unanchored components with backup power | Earthquake | Peak Ground Acceleration (g) | 0.89557
2.25 | E8.7b | Railway | Dispatch facility: Unanchored components with backup power | Earthquake | Peak Ground Acceleration (g) | 0.89954
2.3 | E8.7b | Railway | Dispatch facility: Unanchored components with backup power | Earthquake | Peak Ground Acceleration (g) | 0.90332
2.35 | E8.7b | Railway | Dispatch facility: Unanchored components with backup power | Earthquake | Peak Ground Acceleration (g) | 0.90693
2.4 | E8.7b | Railway | Dispatch facility: Unanchored components with backup power | Earthquake | Peak Ground Acceleration (g) | 0.91038
2.45 | E8.7b | Railway | Dispatch facility: Unanchored components with backup power | Earthquake | Peak Ground Acceleration (g) | 0.91367
2.5 | E8.7b | Railway | Dispatch facility: Unanchored components with backup power | Earthquake | Peak Ground Acceleration (g) | 0.91681
2.55 | E8.7b | Railway | Dispatch facility: Unanchored components with backup power | Earthquake | Peak Ground Acceleration (g) | 0.91982
2.6 | E8.7b | Railway | Dispatch facility: Unanchored components with backup power | Earthquake | Peak Ground Acceleration (g) | 0.92269
2.65 | E8.7b | Railway | Dispatch facility: Unanchored components with backup power | Earthquake | Peak Ground Acceleration (g) | 0.92544
2.7 | E8.7b | Railway | Dispatch facility: Unanchored components with backup power | Earthquake | Peak Ground Acceleration (g) | 0.92807
2.75 | E8.7b | Railway | Dispatch facility: Unanchored components with backup power | Earthquake | Peak Ground Acceleration (g) | 0.93059
2.8 | E8.7b | Railway | Dispatch facility: Unanchored components with backup power | Earthquake | Peak Ground Acceleration (g) | 0.933
2.85 | E8.7b | Railway | Dispatch facility: Unanchored components with backup power | Earthquake | Peak Ground Acceleration (g) | 0.93531
2.9 | E8.7b | Railway | Dispatch facility: Unanchored components with backup power | Earthquake | Peak Ground Acceleration (g) | 0.93752
2.95 | E8.7b | Railway | Dispatch facility: Unanchored components with backup power | Earthquake | Peak Ground Acceleration (g) | 0.93964
3 | E8.7b | Railway | Dispatch facility: Unanchored components with backup power | Earthquake | Peak Ground Acceleration (g) | 0.94168
3.05 | E8.7b | Railway | Dispatch facility: Unanchored components with backup power | Earthquake | Peak Ground Acceleration (g) | 0.94363
3.1 | E8.7b | Railway | Dispatch facility: Unanchored components with backup power | Earthquake | Peak Ground Acceleration (g) | 0.9455
3.15 | E8.7b | Railway | Dispatch facility: Unanchored components with backup power | Earthquake | Peak Ground Acceleration (g) | 0.94729
3.2 | E8.7b | Railway | Dispatch facility: Unanchored components with backup power | Earthquake | Peak Ground Acceleration (g) | 0.94902
3.25 | E8.7b | Railway | Dispatch facility: Unanchored components with backup power | Earthquake | Peak Ground Acceleration (g) | 0.95067
3.3 | E8.7b | Railway | Dispatch facility: Unanchored components with backup power | Earthquake | Peak Ground Acceleration (g) | 0.95226
3.35 | E8.7b | Railway | Dispatch facility: Unanchored components with backup power | Earthquake | Peak Ground Acceleration (g) | 0.95379
3.4 | E8.7b | Railway | Dispatch facility: Unanchored components with backup power | Earthquake | Peak Ground Acceleration (g) | 0.95526
3.45 | E8.7b | Railway | Dispatch facility: Unanchored components with backup power | Earthquake | Peak Ground Acceleration (g) | 0.95668
3.5 | E8.7b | Railway | Dispatch facility: Unanchored components with backup power | Earthquake | Peak Ground Acceleration (g) | 0.95803
3.55 | E8.7b | Railway | Dispatch facility: Unanchored components with backup power | Earthquake | Peak Ground Acceleration (g) | 0.95934
3.6 | E8.7b | Railway | Dispatch facility: Unanchored components with backup power | Earthquake | Peak Ground Acceleration (g) | 0.9606
3.65 | E8.7b | Railway | Dispatch facility: Unanchored components with backup power | Earthquake | Peak Ground Acceleration (g) | 0.96181
3.7 | E8.7b | Railway | Dispatch facility: Unanchored components with backup power | Earthquake | Peak Ground Acceleration (g) | 0.96298
3.75 | E8.7b | Railway | Dispatch facility: Unanchored components with backup power | Earthquake | Peak Ground Acceleration (g) | 0.9641
3.8 | E8.7b | Railway | Dispatch facility: Unanchored components with backup power | Earthquake | Peak Ground Acceleration (g) | 0.96518
3.85 | E8.7b | Railway | Dispatch facility: Unanchored components with backup power | Earthquake | Peak Ground Acceleration (g) | 0.96623
3.9 | E8.7b | Railway | Dispatch facility: Unanchored components with backup power | Earthquake | Peak Ground Acceleration (g) | 0.96723
3.95 | E8.7b | Railway | Dispatch facility: Unanchored components with backup power | Earthquake | Peak Ground Acceleration (g) | 0.9682
4 | E8.7b | Railway | Dispatch facility: Unanchored components with backup power | Earthquake | Peak Ground Acceleration (g) | 0.96913
0 | E8.8 | Railway | Dispatch facility: Unanchored components w/o backup power | Earthquake | Peak Ground Acceleration (g) | 0
0.05 | E8.8 | Railway | Dispatch facility: Unanchored components w/o backup power | Earthquake | Peak Ground Acceleration (g) | 0.0061063
0.1 | E8.8 | Railway | Dispatch facility: Unanchored components w/o backup power | Earthquake | Peak Ground Acceleration (g) | 0.069024
0.15 | E8.8 | Railway | Dispatch facility: Unanchored components w/o backup power | Earthquake | Peak Ground Acceleration (g) | 0.15653
0.2 | E8.8 | Railway | Dispatch facility: Unanchored components w/o backup power | Earthquake | Peak Ground Acceleration (g) | 0.24485
0.25 | E8.8 | Railway | Dispatch facility: Unanchored components w/o backup power | Earthquake | Peak Ground Acceleration (g) | 0.32224
0.3 | E8.8 | Railway | Dispatch facility: Unanchored components w/o backup power | Earthquake | Peak Ground Acceleration (g) | 0.38321
0.35 | E8.8 | Railway | Dispatch facility: Unanchored components w/o backup power | Earthquake | Peak Ground Acceleration (g) | 0.42968
0.4 | E8.8 | Railway | Dispatch facility: Unanchored components w/o backup power | Earthquake | Peak Ground Acceleration (g) | 0.46598
0.45 | E8.8 | Railway | Dispatch facility: Unanchored components w/o backup power | Earthquake | Peak Ground Acceleration (g) | 0.49584
0.5 | E8.8 | Railway | Dispatch facility: Unanchored components w/o backup power | Earthquake | Peak Ground Acceleration (g) | 0.52176
0.55 | E8.8 | Railway | Dispatch facility: Unanchored components w/o backup power | Earthquake | Peak Ground Acceleration (g) | 0.5452
0.6 | E8.8 | Railway | Dispatch facility: Unanchored components w/o backup power | Earthquake | Peak Ground Acceleration (g) | 0.56696
0.65 | E8.8 | Railway | Dispatch facility: Unanchored components w/o backup power | Earthquake | Peak Ground Acceleration (g) | 0.58745
0.7 | E8.8 | Railway | Dispatch facility: Unanchored components w/o backup power | Earthquake | Peak Ground Acceleration (g) | 0.60689
0.75 | E8.8 | Railway | Dispatch facility: Unanchored components w/o backup power | Earthquake | Peak Ground Acceleration (g) | 0.62537
0.8 | E8.8 | Railway | Dispatch facility: Unanchored components w/o backup power | Earthquake | Peak Ground Acceleration (g) | 0.64297
0.85 | E8.8 | Railway | Dispatch facility: Unanchored components w/o backup power | Earthquake | Peak Ground Acceleration (g) | 0.65972
0.9 | E8.8 | Railway | Dispatch facility: Unanchored components w/o backup power | Earthquake | Peak Ground Acceleration (g) | 0.67564
0.95 | E8.8 | Railway | Dispatch facility: Unanchored components w/o backup power | Earthquake | Peak Ground Acceleration (g) | 0.69077
1 | E8.8 | Railway | Dispatch facility: Unanchored components w/o backup power | Earthquake | Peak Ground Acceleration (g) | 0.70514
1.05 | E8.8 | Railway | Dispatch facility: Unanchored components w/o backup power | Earthquake | Peak Ground Acceleration (g) | 0.71877
1.1 | E8.8 | Railway | Dispatch facility: Unanchored components w/o backup power | Earthquake | Peak Ground Acceleration (g) | 0.7317
1.15 | E8.8 | Railway | Dispatch facility: Unanchored components w/o backup power | Earthquake | Peak Ground Acceleration (g) | 0.74395
1.2 | E8.8 | Railway | Dispatch facility: Unanchored components w/o backup power | Earthquake | Peak Ground Acceleration (g) | 0.75557
1.25 | E8.8 | Railway | Dispatch facility: Unanchored components w/o backup power | Earthquake | Peak Ground Acceleration (g) | 0.76658
1.3 | E8.8 | Railway | Dispatch facility: Unanchored components w/o backup power | Earthquake | Peak Ground Acceleration (g) | 0.77702
1.35 | E8.8 | Railway | Dispatch facility: Unanchored components w/o backup power | Earthquake | Peak Ground Acceleration (g) | 0.78691
1.4 | E8.8 | Railway | Dispatch facility: Unanchored components w/o backup power | Earthquake | Peak Ground Acceleration (g) | 0.79628
1.45 | E8.8 | Railway | Dispatch facility: Unanchored components w/o backup power | Earthquake | Peak Ground Acceleration (g) | 0.80517
1.5 | E8.8 | Railway | Dispatch facility: Unanchored components w/o backup power | Earthquake | Peak Ground Acceleration (g) | 0.8136
1.55 | E8.8 | Railway | Dispatch facility: Unanchored components w/o backup power | Earthquake | Peak Ground Acceleration (g) | 0.82159
1.6 | E8.8 | Railway | Dispatch facility: Unanchored components w/o backup power | Earthquake | Peak Ground Acceleration (g) | 0.82918
1.65 | E8.8 | Railway | Dispatch facility: Unanchored components w/o backup power | Earthquake | Peak Ground Acceleration (g) | 0.83638
1.7 | E8.8 | Railway | Dispatch facility: Unanchored components w/o backup power | Earthquake | Peak Ground Acceleration (g) | 0.84322
1.75 | E8.8 | Railway | Dispatch facility: Unanchored components w/o backup power | Earthquake | Peak Ground Acceleration (g) | 0.84971
1.8 | E8.8 | Railway | Dispatch facility: Unanchored components w/o backup power | Earthquake | Peak Ground Acceleration (g) | 0.85588
1.85 | E8.8 | Railway | Dispatch facility: Unanchored components w/o backup power | Earthquake | Peak Ground Acceleration (g) | 0.86174
1.9 | E8.8 | Railway | Dispatch facility: Unanchored components w/o backup power | Earthquake | Peak Ground Acceleration (g) | 0.86732
1.95 | E8.8 | Railway | Dispatch facility: Unanchored components w/o backup power | Earthquake | Peak Ground Acceleration (g) | 0.87263
2 | E8.8 | Railway | Dispatch facility: Unanchored components w/o backup power | Earthquake | Peak Ground Acceleration (g) | 0.87767
2.05 | E8.8 | Railway | Dispatch facility: Unanchored components w/o backup power | Earthquake | Peak Ground Acceleration (g) | 0.88248
2.1 | E8.8 | Railway | Dispatch facility: Unanchored components w/o backup power | Earthquake | Peak Ground Acceleration (g) | 0.88706
2.15 | E8.8 | Railway | Dispatch facility: Unanchored components w/o backup power | Earthquake | Peak Ground Acceleration (g) | 0.89142
2.2 | E8.8 | Railway | Dispatch facility: Unanchored components w/o backup power | Earthquake | Peak Ground Acceleration (g) | 0.89558
2.25 | E8.8 | Railway | Dispatch facility: Unanchored components w/o backup power | Earthquake | Peak Ground Acceleration (g) | 0.89954
2.3 | E8.8 | Railway | Dispatch facility: Unanchored components w/o backup power | Earthquake | Peak Ground Acceleration (g) | 0.90332
2.35 | E8.8 | Railway | Dispatch facility: Unanchored components w/o backup power | Earthquake | Peak Ground Acceleration (g) | 0.90693
2.4 | E8.8 | Railway | Dispatch facility: Unanchored components w/o backup power | Earthquake | Peak Ground Acceleration (g) | 0.91038
2.45 | E8.8 | Railway | Dispatch facility: Unanchored components w/o backup power | Earthquake | Peak Ground Acceleration (g) | 0.91367
2.5 | E8.8 | Railway | Dispatch facility: Unanchored components w/o backup power | Earthquake | Peak Ground Acceleration (g) | 0.91681
2.55 | E8.8 | Railway | Dispatch facility: Unanchored components w/o backup power | Earthquake | Peak Ground Acceleration (g) | 0.91982
2.6 | E8.8 | Railway | Dispatch facility: Unanchored components w/o backup power | Earthquake | Peak Ground Acceleration (g) | 0.92269
2.65 | E8.8 | Railway | Dispatch facility: Unanchored components w/o backup power | Earthquake | Peak Ground Acceleration (g) | 0.92544
2.7 | E8.8 | Railway | Dispatch facility: Unanchored components w/o backup power | Earthquake | Peak Ground Acceleration (g) | 0.92807
2.75 | E8.8 | Railway | Dispatch facility: Unanchored components w/o backup power | Earthquake | Peak Ground Acceleration (g) | 0.93059
2.8 | E8.8 | Railway | Dispatch facility: Unanchored components w/o backup power | Earthquake | Peak Ground Acceleration (g) | 0.933
2.85 | E8.8 | Railway | Dispatch facility: Unanchored components w/o backup power | Earthquake | Peak Ground Acceleration (g) | 0.93531
2.9 | E8.8 | Railway | Dispatch facility: Unanchored components w/o backup power | Earthquake | Peak Ground Acceleration (g) | 0.93752
2.95 | E8.8 | Railway | Dispatch facility: Unanchored components w/o backup power | Earthquake | Peak Ground Acceleration (g) | 0.93964
3 | E8.8 | Railway | Dispatch facility: Unanchored components w/o backup power | Earthquake | Peak Ground Acceleration (g) | 0.94168
3.05 | E8.8 | Railway | Dispatch facility: Unanchored components w/o backup power | Earthquake | Peak Ground Acceleration (g) | 0.94363
3.1 | E8.8 | Railway | Dispatch facility: Unanchored components w/o backup power | Earthquake | Peak Ground Acceleration (g) | 0.9455
3.15 | E8.8 | Railway | Dispatch facility: Unanchored components w/o backup power | Earthquake | Peak Ground Acceleration (g) | 0.94729
3.2 | E8.8 | Railway | Dispatch facility: Unanchored components w/o backup power | Earthquake | Peak Ground Acceleration (g) | 0.94902
3.25 | E8.8 | Railway | Dispatch facility: Unanchored components w/o backup power | Earthquake | Peak Ground Acceleration (g) | 0.95067
3.3 | E8.8 | Railway | Dispatch facility: Unanchored components w/o backup power | Earthquake | Peak Ground Acceleration (g) | 0.95226
3.35 | E8.8 | Railway | Dispatch facility: Unanchored components w/o backup power | Earthquake | Peak Ground Acceleration (g) | 0.95379
3.4 | E8.8 | Railway | Dispatch facility: Unanchored components w/o backup power | Earthquake | Peak Ground Acceleration (g) | 0.95526
3.45 | E8.8 | Railway | Dispatch facility: Unanchored components w/o backup power | Earthquake | Peak Ground Acceleration (g) | 0.95668
3.5 | E8.8 | Railway | Dispatch facility: Unanchored components w/o backup power | Earthquake | Peak Ground Acceleration (g) | 0.95803
3.55 | E8.8 | Railway | Dispatch facility: Unanchored components w/o backup power | Earthquake | Peak Ground Acceleration (g) | 0.95934
3.6 | E8.8 | Railway | Dispatch facility: Unanchored components w/o backup power | Earthquake | Peak Ground Acceleration (g) | 0.9606
3.65 | E8.8 | Railway | Dispatch facility: Unanchored components w/o backup power | Earthquake | Peak Ground Acceleration (g) | 0.96181
3.7 | E8.8 | Railway | Dispatch facility: Unanchored components w/o backup power | Earthquake | Peak Ground Acceleration (g) | 0.96298
3.75 | E8.8 | Railway | Dispatch facility: Unanchored components w/o backup power | Earthquake | Peak Ground Acceleration (g) | 0.9641
3.8 | E8.8 | Railway | Dispatch facility: Unanchored components w/o backup power | Earthquake | Peak Ground Acceleration (g) | 0.96518
3.85 | E8.8 | Railway | Dispatch facility: Unanchored components w/o backup power | Earthquake | Peak Ground Acceleration (g) | 0.96623
3.9 | E8.8 | Railway | Dispatch facility: Unanchored components w/o backup power | Earthquake | Peak Ground Acceleration (g) | 0.96723
3.95 | E8.8 | Railway | Dispatch facility: Unanchored components w/o backup power | Earthquake | Peak Ground Acceleration (g) | 0.9682
4 | E8.8 | Railway | Dispatch facility: Unanchored components w/o backup power | Earthquake | Peak Ground Acceleration (g) | 0.96913
0 | E8.8a | Railway | Dispatch facility: Unanchored components w/o backup power | Earthquake | Peak Ground Acceleration (g) | 0
0.05 | E8.8a | Railway | Dispatch facility: Unanchored components w/o backup power | Earthquake | Peak Ground Acceleration (g) | 0.00047863
0.1 | E8.8a | Railway | Dispatch facility: Unanchored components w/o backup power | Earthquake | Peak Ground Acceleration (g) | 0.0080835
0.15 | E8.8a | Railway | Dispatch facility: Unanchored components w/o backup power | Earthquake | Peak Ground Acceleration (g) | 0.032863
0.2 | E8.8a | Railway | Dispatch facility: Unanchored components w/o backup power | Earthquake | Peak Ground Acceleration (g) | 0.072701
0.25 | E8.8a | Railway | Dispatch facility: Unanchored components w/o backup power | Earthquake | Peak Ground Acceleration (g) | 0.11449
0.3 | E8.8a | Railway | Dispatch facility: Unanchored components w/o backup power | Earthquake | Peak Ground Acceleration (g) | 0.15079
0.35 | E8.8a | Railway | Dispatch facility: Unanchored components w/o backup power | Earthquake | Peak Ground Acceleration (g) | 0.18084
0.4 | E8.8a | Railway | Dispatch facility: Unanchored components w/o backup power | Earthquake | Peak Ground Acceleration (g) | 0.2063
0.45 | E8.8a | Railway | Dispatch facility: Unanchored components w/o backup power | Earthquake | Peak Ground Acceleration (g) | 0.22892
0.5 | E8.8a | Railway | Dispatch facility: Unanchored components w/o backup power | Earthquake | Peak Ground Acceleration (g) | 0.24988
0.55 | E8.8a | Railway | Dispatch facility: Unanchored components w/o backup power | Earthquake | Peak Ground Acceleration (g) | 0.26985
0.6 | E8.8a | Railway | Dispatch facility: Unanchored components w/o backup power | Earthquake | Peak Ground Acceleration (g) | 0.28915
0.65 | E8.8a | Railway | Dispatch facility: Unanchored components w/o backup power | Earthquake | Peak Ground Acceleration (g) | 0.30792
0.7 | E8.8a | Railway | Dispatch facility: Unanchored components w/o backup power | Earthquake | Peak Ground Acceleration (g) | 0.3262
0.75 | E8.8a | Railway | Dispatch facility: Unanchored components w/o backup power | Earthquake | Peak Ground Acceleration (g) | 0.34399
0.8 | E8.8a | Railway | Dispatch facility: Unanchored components w/o backup power | Earthquake | Peak Ground Acceleration (g) | 0.36127
0.85 | E8.8a | Railway | Dispatch facility: Unanchored components w/o backup power | Earthquake | Peak Ground Acceleration (g) | 0.37802
0.9 | E8.8a | Railway | Dispatch facility: Unanchored components w/o backup power | Earthquake | Peak Ground Acceleration (g) | 0.39421
0.95 | E8.8a | Railway | Dispatch facility: Unanchored components w/o backup power | Earthquake | Peak Ground Acceleration (g) | 0.40984
1 | E8.8a | Railway | Dispatch facility: Unanchored components w/o backup power | Earthquake | Peak Ground Acceleration (g) | 0.4249
1.05 | E8.8a | Railway | Dispatch facility: Unanchored components w/o backup power | Earthquake | Peak Ground Acceleration (g) | 0.43939
1.1 | E8.8a | Railway | Dispatch facility: Unanchored components w/o backup power | Earthquake | Peak Ground Acceleration (g) | 0.45332
1.15 | E8.8a | Railway | Dispatch facility: Unanchored components w/o backup power | Earthquake | Peak Ground Acceleration (g) | 0.46669
1.2 | E8.8a | Railway | Dispatch facility: Unanchored components w/o backup power | Earthquake | Peak Ground Acceleration (g) | 0.47952
1.25 | E8.8a | Railway | Dispatch facility: Unanchored components w/o backup power | Earthquake | Peak Ground Acceleration (g) | 0.49183
1.3 | E8.8a | Railway | Dispatch facility: Unanchored components w/o backup power | Earthquake | Peak Ground Acceleration (g) | 0.50362
1.35 | E8.8a | Railway | Dispatch facility: Unanchored components w/o backup power | Earthquake | Peak Ground Acceleration (g) | 0.51491
1.4 | E8.8a | Railway | Dispatch facility: Unanchored components w/o backup power | Earthquake | Peak Ground Acceleration (g) | 0.52573
1.45 | E8.8a | Railway | Dispatch facility: Unanchored components w/o backup power | Earthquake | Peak Ground Acceleration (g) | 0.53608
1.5 | E8.8a | Railway | Dispatch facility: Unanchored components w/o backup power | Earthquake | Peak Ground Acceleration (g) | 0.546
1.55 | E8.8a | Railway | Dispatch facility: Unanchored components w/o backup power | Earthquake | Peak Ground Acceleration (g) | 0.55549
1.6 | E8.8a | Railway | Dispatch facility: Unanchored components w/o backup power | Earthquake | Peak Ground Acceleration (g) | 0.56458
1.65 | E8.8a | Railway | Dispatch facility: Unanchored components w/o backup power | Earthquake | Peak Ground Acceleration (g) | 0.57328
1.7 | E8.8a | Railway | Dispatch facility: Unanchored components w/o backup power | Earthquake | Peak Ground Acceleration (g) | 0.5816
1.75 | E8.8a | Railway | Dispatch facility: Unanchored components w/o backup power | Earthquake | Peak Ground Acceleration (g) | 0.58958
1.8 | E8.8a | Railway | Dispatch facility: Unanchored components w/o backup power | Earthquake | Peak Ground Acceleration (g) | 0.59721
1.85 | E8.8a | Railway | Dispatch facility: Unanchored components w/o backup power | Earthquake | Peak Ground Acceleration (g) | 0.60452
1.9 | E8.8a | Railway | Dispatch facility: Unanchored components w/o backup power | Earthquake | Peak Ground Acceleration (g) | 0.61153
1.95 | E8.8a | Railway | Dispatch facility: Unanchored components w/o backup power | Earthquake | Peak Ground Acceleration (g) | 0.61824
2 | E8.8a | Railway | Dispatch facility: Unanchored components w/o backup power | Earthquake | Peak Ground Acceleration (g) | 0.62466
2.05 | E8.8a | Railway | Dispatch facility: Unanchored components w/o backup power | Earthquake | Peak Ground Acceleration (g) | 0.63082
2.1 | E8.8a | Railway | Dispatch facility: Unanchored components w/o backup power | Earthquake | Peak Ground Acceleration (g) | 0.63673
2.15 | E8.8a | Railway | Dispatch facility: Unanchored components w/o backup power | Earthquake | Peak Ground Acceleration (g) | 0.64239
2.2 | E8.8a | Railway | Dispatch facility: Unanchored components w/o backup power | Earthquake | Peak Ground Acceleration (g) | 0.64782
2.25 | E8.8a | Railway | Dispatch facility: Unanchored components w/o backup power | Earthquake | Peak Ground Acceleration (g) | 0.65303
2.3 | E8.8a | Railway | Dispatch facility: Unanchored components w/o backup power | Earthquake | Peak Ground Acceleration (g) | 0.65802
2.35 | E8.8a | Railway | Dispatch facility: Unanchored components w/o backup power | Earthquake | Peak Ground Acceleration (g) | 0.66282
2.4 | E8.8a | Railway | Dispatch facility: Unanchored components w/o backup power | Earthquake | Peak Ground Acceleration (g) | 0.66742
2.45 | E8.8a | Railway | Dispatch facility: Unanchored components w/o backup power | Earthquake | Peak Ground Acceleration (g) | 0.67184
2.5 | E8.8a | Railway | Dispatch facility: Unanchored components w/o backup power | Earthquake | Peak Ground Acceleration (g) | 0.67608
2.55 | E8.8a | Railway | Dispatch facility: Unanchored components w/o backup power | Earthquake | Peak Ground Acceleration (g) | 0.68015
2.6 | E8.8a | Railway | Dispatch facility: Unanchored components w/o backup power | Earthquake | Peak Ground Acceleration (g) | 0.68407
2.65 | E8.8a | Railway | Dispatch facility: Unanchored components w/o backup power | Earthquake | Peak Ground Acceleration (g) | 0.68783
2.7 | E8.8a | Railway | Dispatch facility: Unanchored components w/o backup power | Earthquake | Peak Ground Acceleration (g) | 0.69145
2.75 | E8.8a | Railway | Dispatch facility: Unanchored components w/o backup power | Earthquake | Peak Ground Acceleration (g) | 0.69493
2.8 | E8.8a | Railway | Dispatch facility: Unanchored components w/o backup power | Earthquake | Peak Ground Acceleration (g) | 0.69827
2.85 | E8.8a | Railway | Dispatch facility: Unanchored components w/o backup power | Earthquake | Peak Ground Acceleration (g) | 0.70149
2.9 | E8.8a | Railway | Dispatch facility: Unanchored components w/o backup power | Earthquake | Peak Ground Acceleration (g) | 0.70459
2.95 | E8.8a | Railway | Dispatch facility: Unanchored components w/o backup power | Earthquake | Peak Ground Acceleration (g) | 0.70757
3 | E8.8a | Railway | Dispatch facility: Unanchored components w/o backup power | Earthquake | Peak Ground Acceleration (g) | 0.71044
3.05 | E8.8a | Railway | Dispatch facility: Unanchored components w/o backup power | Earthquake | Peak Ground Acceleration (g) | 0.7132
3.1 | E8.8a | Railway | Dispatch facility: Unanchored components w/o backup power | Earthquake | Peak Ground Acceleration (g) | 0.71586
3.15 | E8.8a | Railway | Dispatch facility: Unanchored components w/o backup power | Earthquake | Peak Ground Acceleration (g) | 0.71842
3.2 | E8.8a | Railway | Dispatch facility: Unanchored components w/o backup power | Earthquake | Peak Ground Acceleration (g) | 0.72089
3.25 | E8.8a | Railway | Dispatch facility: Unanchored components w/o backup power | Earthquake | Peak Ground Acceleration (g) | 0.72327
3.3 | E8.8a | Railway | Dispatch facility: Unanchored components w/o backup power | Earthquake | Peak Ground Acceleration (g) | 0.72557
3.35 | E8.8a | Railway | Dispatch facility: Unanchored components w/o backup power | Earthquake | Peak Ground Acceleration (g) | 0.72778
3.4 | E8.8a | Railway | Dispatch facility: Unanchored components w/o backup power | Earthquake | Peak Ground Acceleration (g) | 0.72991
3.45 | E8.8a | Railway | Dispatch facility: Unanchored components w/o backup power | Earthquake | Peak Ground Acceleration (g) | 0.73197
3.5 | E8.8a | Railway | Dispatch facility: Unanchored components w/o backup power | Earthquake | Peak Ground Acceleration (g) | 0.73396
3.55 | E8.8a | Railway | Dispatch facility: Unanchored components w/o backup power | Earthquake | Peak Ground Acceleration (g) | 0.73588
3.6 | E8.8a | Railway | Dispatch facility: Unanchored components w/o backup power | Earthquake | Peak Ground Acceleration (g) | 0.73773
3.65 | E8.8a | Railway | Dispatch facility: Unanchored components w/o backup power | Earthquake | Peak Ground Acceleration (g) | 0.73951
3.7 | E8.8a | Railway | Dispatch facility: Unanchored components w/o backup power | Earthquake | Peak Ground Acceleration (g) | 0.74124
3.75 | E8.8a | Railway | Dispatch facility: Unanchored components w/o backup power | Earthquake | Peak Ground Acceleration (g) | 0.7429
3.8 | E8.8a | Railway | Dispatch facility: Unanchored components w/o backup power | Earthquake | Peak Ground Acceleration (g) | 0.74451
3.85 | E8.8a | Railway | Dispatch facility: Unanchored components w/o backup power | Earthquake | Peak Ground Acceleration (g) | 0.74607
3.9 | E8.8a | Railway | Dispatch facility: Unanchored components w/o backup power | Earthquake | Peak Ground Acceleration (g) | 0.74757
3.95 | E8.8a | Railway | Dispatch facility: Unanchored components w/o backup power | Earthquake | Peak Ground Acceleration (g) | 0.74903
4 | E8.8a | Railway | Dispatch facility: Unanchored components w/o backup power | Earthquake | Peak Ground Acceleration (g) | 0.75043
0 | E8.8b | Railway | Dispatch facility: Unanchored components w/o backup power | Earthquake | Peak Ground Acceleration (g) | 0
0.05 | E8.8b | Railway | Dispatch facility: Unanchored components w/o backup power | Earthquake | Peak Ground Acceleration (g) | 0.0061063
0.1 | E8.8b | Railway | Dispatch facility: Unanchored components w/o backup power | Earthquake | Peak Ground Acceleration (g) | 0.069024
0.15 | E8.8b | Railway | Dispatch facility: Unanchored components w/o backup power | Earthquake | Peak Ground Acceleration (g) | 0.15653
0.2 | E8.8b | Railway | Dispatch facility: Unanchored components w/o backup power | Earthquake | Peak Ground Acceleration (g) | 0.24485
0.25 | E8.8b | Railway | Dispatch facility: Unanchored components w/o backup power | Earthquake | Peak Ground Acceleration (g) | 0.32224
0.3 | E8.8b | Railway | Dispatch facility: Unanchored components w/o backup power | Earthquake | Peak Ground Acceleration (g) | 0.38321
0.35 | E8.8b | Railway | Dispatch facility: Unanchored components w/o backup power | Earthquake | Peak Ground Acceleration (g) | 0.42968
0.4 | E8.8b | Railway | Dispatch facility: Unanchored components w/o backup power | Earthquake | Peak Ground Acceleration (g) | 0.46598
0.45 | E8.8b | Railway | Dispatch facility: Unanchored components w/o backup power | Earthquake | Peak Ground Acceleration (g) | 0.49584
0.5 | E8.8b | Railway | Dispatch facility: Unanchored components w/o backup power | Earthquake | Peak Ground Acceleration (g) | 0.52176
0.55 | E8.8b | Railway | Dispatch facility: Unanchored components w/o backup power | Earthquake | Peak Ground Acceleration (g) | 0.5452
0.6 | E8.8b | Railway | Dispatch facility: Unanchored components w/o backup power | Earthquake | Peak Ground Acceleration (g) | 0.56696
0.65 | E8.8b | Railway | Dispatch facility: Unanchored components w/o backup power | Earthquake | Peak Ground Acceleration (g) | 0.58745
0.7 | E8.8b | Railway | Dispatch facility: Unanchored components w/o backup power | Earthquake | Peak Ground Acceleration (g) | 0.60689
0.75 | E8.8b | Railway | Dispatch facility: Unanchored components w/o backup power | Earthquake | Peak Ground Acceleration (g) | 0.62537
0.8 | E8.8b | Railway | Dispatch facility: Unanchored components w/o backup power | Earthquake | Peak Ground Acceleration (g) | 0.64297
0.85 | E8.8b | Railway | Dispatch facility: Unanchored components w/o backup power | Earthquake | Peak Ground Acceleration (g) | 0.65972
0.9 | E8.8b | Railway | Dispatch facility: Unanchored components w/o backup power | Earthquake | Peak Ground Acceleration (g) | 0.67564
0.95 | E8.8b | Railway | Dispatch facility: Unanchored components w/o backup power | Earthquake | Peak Ground Acceleration (g) | 0.69077
1 | E8.8b | Railway | Dispatch facility: Unanchored components w/o backup power | Earthquake | Peak Ground Acceleration (g) | 0.70514
1.05 | E8.8b | Railway | Dispatch facility: Unanchored components w/o backup power | Earthquake | Peak Ground Acceleration (g) | 0.71877
1.1 | E8.8b | Railway | Dispatch facility: Unanchored components w/o backup power | Earthquake | Peak Ground Acceleration (g) | 0.7317
1.15 | E8.8b | Railway | Dispatch facility: Unanchored components w/o backup power | Earthquake | Peak Ground Acceleration (g) | 0.74395
1.2 | E8.8b | Railway | Dispatch facility: Unanchored components w/o backup power | Earthquake | Peak Ground Acceleration (g) | 0.75557
1.25 | E8.8b | Railway | Dispatch facility: Unanchored components w/o backup power | Earthquake | Peak Ground Acceleration (g) | 0.76658
1.3 | E8.8b | Railway | Dispatch facility: Unanchored components w/o backup power | Earthquake | Peak Ground Acceleration (g) | 0.77702
1.35 | E8.8b | Railway | Dispatch facility: Unanchored components w/o backup power | Earthquake | Peak Ground Acceleration (g) | 0.78691
1.4 | E8.8b | Railway | Dispatch facility: Unanchored components w/o backup power | Earthquake | Peak Ground Acceleration (g) | 0.79628
1.45 | E8.8b | Railway | Dispatch facility: Unanchored components w/o backup power | Earthquake | Peak Ground Acceleration (g) | 0.80517
1.5 | E8.8b | Railway | Dispatch facility: Unanchored components w/o backup power | Earthquake | Peak Ground Acceleration (g) | 0.8136
1.55 | E8.8b | Railway | Dispatch facility: Unanchored components w/o backup power | Earthquake | Peak Ground Acceleration (g) | 0.82159
1.6 | E8.8b | Railway | Dispatch facility: Unanchored components w/o backup power | Earthquake | Peak Ground Acceleration (g) | 0.82918
1.65 | E8.8b | Railway | Dispatch facility: Unanchored components w/o backup power | Earthquake | Peak Ground Acceleration (g) | 0.83638
1.7 | E8.8b | Railway | Dispatch facility: Unanchored components w/o backup power | Earthquake | Peak Ground Acceleration (g) | 0.84322
1.75 | E8.8b | Railway | Dispatch facility: Unanchored components w/o backup power | Earthquake | Peak Ground Acceleration (g) | 0.84971
1.8 | E8.8b | Railway | Dispatch facility: Unanchored components w/o backup power | Earthquake | Peak Ground Acceleration (g) | 0.85588
1.85 | E8.8b | Railway | Dispatch facility: Unanchored components w/o backup power | Earthquake | Peak Ground Acceleration (g) | 0.86174
1.9 | E8.8b | Railway | Dispatch facility: Unanchored components w/o backup power | Earthquake | Peak Ground Acceleration (g) | 0.86732
1.95 | E8.8b | Railway | Dispatch facility: Unanchored components w/o backup power | Earthquake | Peak Ground Acceleration (g) | 0.87263
2 | E8.8b | Railway | Dispatch facility: Unanchored components w/o backup power | Earthquake | Peak Ground Acceleration (g) | 0.87767
2.05 | E8.8b | Railway | Dispatch facility: Unanchored components w/o backup power | Earthquake | Peak Ground Acceleration (g) | 0.88248
2.1 | E8.8b | Railway | Dispatch facility: Unanchored components w/o backup power | Earthquake | Peak Ground Acceleration (g) | 0.88706
2.15 | E8.8b | Railway | Dispatch facility: Unanchored components w/o backup power | Earthquake | Peak Ground Acceleration (g) | 0.89142
2.2 | E8.8b | Railway | Dispatch facility: Unanchored components w/o backup power | Earthquake | Peak Ground Acceleration (g) | 0.89558
2.25 | E8.8b | Railway | Dispatch facility: Unanchored components w/o backup power | Earthquake | Peak Ground Acceleration (g) | 0.89954
2.3 | E8.8b | Railway | Dispatch facility: Unanchored components w/o backup power | Earthquake | Peak Ground Acceleration (g) | 0.90332
2.35 | E8.8b | Railway | Dispatch facility: Unanchored components w/o backup power | Earthquake | Peak Ground Acceleration (g) | 0.90693
2.4 | E8.8b | Railway | Dispatch facility: Unanchored components w/o backup power | Earthquake | Peak Ground Acceleration (g) | 0.91038
2.45 | E8.8b | Railway | Dispatch facility: Unanchored components w/o backup power | Earthquake | Peak Ground Acceleration (g) | 0.91367
2.5 | E8.8b | Railway | Dispatch facility: Unanchored components w/o backup power | Earthquake | Peak Ground Acceleration (g) | 0.91681
2.55 | E8.8b | Railway | Dispatch facility: Unanchored components w/o backup power | Earthquake | Peak Ground Acceleration (g) | 0.91982
2.6 | E8.8b | Railway | Dispatch facility: Unanchored components w/o backup power | Earthquake | Peak Ground Acceleration (g) | 0.92269
2.65 | E8.8b | Railway | Dispatch facility: Unanchored components w/o backup power | Earthquake | Peak Ground Acceleration (g) | 0.92544
2.7 | E8.8b | Railway | Dispatch facility: Unanchored components w/o backup power | Earthquake | Peak Ground Acceleration (g) | 0.92807
2.75 | E8.8b | Railway | Dispatch facility: Unanchored components w/o backup power | Earthquake | Peak Ground Acceleration (g) | 0.93059
2.8 | E8.8b | Railway | Dispatch facility: Unanchored components w/o backup power | Earthquake | Peak Ground Acceleration (g) | 0.933
2.85 | E8.8b | Railway | Dispatch facility: Unanchored components w/o backup power | Earthquake | Peak Ground Acceleration (g) | 0.93531
2.9 | E8.8b | Railway | Dispatch facility: Unanchored components w/o backup power | Earthquake | Peak Ground Acceleration (g) | 0.93752
2.95 | E8.8b | Railway | Dispatch facility: Unanchored components w/o backup power | Earthquake | Peak Ground Acceleration (g) | 0.93964
3 | E8.8b | Railway | Dispatch facility: Unanchored components w/o backup power | Earthquake | Peak Ground Acceleration (g) | 0.94168
3.05 | E8.8b | Railway | Dispatch facility: Unanchored components w/o backup power | Earthquake | Peak Ground Acceleration (g) | 0.94363
3.1 | E8.8b | Railway | Dispatch facility: Unanchored components w/o backup power | Earthquake | Peak Ground Acceleration (g) | 0.9455
3.15 | E8.8b | Railway | Dispatch facility: Unanchored components w/o backup power | Earthquake | Peak Ground Acceleration (g) | 0.94729
3.2 | E8.8b | Railway | Dispatch facility: Unanchored components w/o backup power | Earthquake | Peak Ground Acceleration (g) | 0.94902
3.25 | E8.8b | Railway | Dispatch facility: Unanchored components w/o backup power | Earthquake | Peak Ground Acceleration (g) | 0.95067
3.3 | E8.8b | Railway | Dispatch facility: Unanchored components w/o backup power | Earthquake | Peak Ground Acceleration (g) | 0.95226
3.35 | E8.8b | Railway | Dispatch facility: Unanchored components w/o backup power | Earthquake | Peak Ground Acceleration (g) | 0.95379
3.4 | E8.8b | Railway | Dispatch facility: Unanchored components w/o backup power | Earthquake | Peak Ground Acceleration (g) | 0.95526
3.45 | E8.8b | Railway | Dispatch facility: Unanchored components w/o backup power | Earthquake | Peak Ground Acceleration (g) | 0.95668
3.5 | E8.8b | Railway | Dispatch facility: Unanchored components w/o backup power | Earthquake | Peak Ground Acceleration (g) | 0.95803
3.55 | E8.8b | Railway | Dispatch facility: Unanchored components w/o backup power | Earthquake | Peak Ground Acceleration (g) | 0.95934
3.6 | E8.8b | Railway | Dispatch facility: Unanchored components w/o backup power | Earthquake | Peak Ground Acceleration (g) | 0.9606
3.65 | E8.8b | Railway | Dispatch facility: Unanchored components w/o backup power | Earthquake | Peak Ground Acceleration (g) | 0.96181
3.7 | E8.8b | Railway | Dispatch facility: Unanchored components w/o backup power | Earthquake | Peak Ground Acceleration (g) | 0.96298
3.75 | E8.8b | Railway | Dispatch facility: Unanchored components w/o backup power | Earthquake | Peak Ground Acceleration (g) | 0.9641
3.8 | E8.8b | Railway | Dispatch facility: Unanchored components w/o backup power | Earthquake | Peak Ground Acceleration (g) | 0.96518
3.85 | E8.8b | Railway | Dispatch facility: Unanchored components w/o backup power | Earthquake | Peak Ground Acceleration (g) | 0.96623
3.9 | E8.8b | Railway | Dispatch facility: Unanchored components w/o backup power | Earthquake | Peak Ground Acceleration (g) | 0.96723
3.95 | E8.8b | Railway | Dispatch facility: Unanchored components w/o backup power | Earthquake | Peak Ground Acceleration (g) | 0.9682
4 | E8.8b | Railway | Dispatch facility: Unanchored components w/o backup power | Earthquake | Peak Ground Acceleration (g) | 0.96913
0 | E8.9 | Railway | Light rail DC Power substation: anchored | Earthquake | Peak Ground Acceleration (g) | 0
0.05 | E8.9 | Railway | Light rail DC Power substation: anchored | Earthquake | Peak Ground Acceleration (g) | 0.0084881
0.1 | E8.9 | Railway | Light rail DC Power substation: anchored | Earthquake | Peak Ground Acceleration (g) | 0.060872
0.15 | E8.9 | Railway | Light rail DC Power substation: anchored | Earthquake | Peak Ground Acceleration (g) | 0.13024
0.2 | E8.9 | Railway | Light rail DC Power substation: anchored | Earthquake | Peak Ground Acceleration (g) | 0.20443
0.25 | E8.9 | Railway | Light rail DC Power substation: anchored | Earthquake | Peak Ground Acceleration (g) | 0.27608
0.3 | E8.9 | Railway | Light rail DC Power substation: anchored | Earthquake | Peak Ground Acceleration (g) | 0.33942
0.35 | E8.9 | Railway | Light rail DC Power substation: anchored | Earthquake | Peak Ground Acceleration (g) | 0.39279
0.4 | E8.9 | Railway | Light rail DC Power substation: anchored | Earthquake | Peak Ground Acceleration (g) | 0.43715
0.45 | E8.9 | Railway | Light rail DC Power substation: anchored | Earthquake | Peak Ground Acceleration (g) | 0.47438
0.5 | E8.9 | Railway | Light rail DC Power substation: anchored | Earthquake | Peak Ground Acceleration (g) | 0.50627
0.55 | E8.9 | Railway | Light rail DC Power substation: anchored | Earthquake | Peak Ground Acceleration (g) | 0.53423
0.6 | E8.9 | Railway | Light rail DC Power substation: anchored | Earthquake | Peak Ground Acceleration (g) | 0.55928
0.65 | E8.9 | Railway | Light rail DC Power substation: anchored | Earthquake | Peak Ground Acceleration (g) | 0.58211
0.7 | E8.9 | Railway | Light rail DC Power substation: anchored | Earthquake | Peak Ground Acceleration (g) | 0.60318
0.75 | E8.9 | Railway | Light rail DC Power substation: anchored | Earthquake | Peak Ground Acceleration (g) | 0.6228
0.8 | E8.9 | Railway | Light rail DC Power substation: anchored | Earthquake | Peak Ground Acceleration (g) | 0.64118
0.85 | E8.9 | Railway | Light rail DC Power substation: anchored | Earthquake | Peak Ground Acceleration (g) | 0.65847
0.9 | E8.9 | Railway | Light rail DC Power substation: anchored | Earthquake | Peak Ground Acceleration (g) | 0.67477
0.95 | E8.9 | Railway | Light rail DC Power substation: anchored | Earthquake | Peak Ground Acceleration (g) | 0.69016
1 | E8.9 | Railway | Light rail DC Power substation: anchored | Earthquake | Peak Ground Acceleration (g) | 0.70471
1.05 | E8.9 | Railway | Light rail DC Power substation: anchored | Earthquake | Peak Ground Acceleration (g) | 0.71846
1.1 | E8.9 | Railway | Light rail DC Power substation: anchored | Earthquake | Peak Ground Acceleration (g) | 0.73148
1.15 | E8.9 | Railway | Light rail DC Power substation: anchored | Earthquake | Peak Ground Acceleration (g) | 0.7438
1.2 | E8.9 | Railway | Light rail DC Power substation: anchored | Earthquake | Peak Ground Acceleration (g) | 0.75546
1.25 | E8.9 | Railway | Light rail DC Power substation: anchored | Earthquake | Peak Ground Acceleration (g) | 0.7665
1.3 | E8.9 | Railway | Light rail DC Power substation: anchored | Earthquake | Peak Ground Acceleration (g) | 0.77696
1.35 | E8.9 | Railway | Light rail DC Power substation: anchored | Earthquake | Peak Ground Acceleration (g) | 0.78686
1.4 | E8.9 | Railway | Light rail DC Power substation: anchored | Earthquake | Peak Ground Acceleration (g) | 0.79625
1.45 | E8.9 | Railway | Light rail DC Power substation: anchored | Earthquake | Peak Ground Acceleration (g) | 0.80515
1.5 | E8.9 | Railway | Light rail DC Power substation: anchored | Earthquake | Peak Ground Acceleration (g) | 0.81358
1.55 | E8.9 | Railway | Light rail DC Power substation: anchored | Earthquake | Peak Ground Acceleration (g) | 0.82158
1.6 | E8.9 | Railway | Light rail DC Power substation: anchored | Earthquake | Peak Ground Acceleration (g) | 0.82917
1.65 | E8.9 | Railway | Light rail DC Power substation: anchored | Earthquake | Peak Ground Acceleration (g) | 0.83637
1.7 | E8.9 | Railway | Light rail DC Power substation: anchored | Earthquake | Peak Ground Acceleration (g) | 0.84321
1.75 | E8.9 | Railway | Light rail DC Power substation: anchored | Earthquake | Peak Ground Acceleration (g) | 0.84971
1.8 | E8.9 | Railway | Light rail DC Power substation: anchored | Earthquake | Peak Ground Acceleration (g) | 0.85588
1.85 | E8.9 | Railway | Light rail DC Power substation: anchored | Earthquake | Peak Ground Acceleration (g) | 0.86174
1.9 | E8.9 | Railway | Light rail DC Power substation: anchored | Earthquake | Peak Ground Acceleration (g) | 0.86732
1.95 | E8.9 | Railway | Light rail DC Power substation: anchored | Earthquake | Peak Ground Acceleration (g) | 0.87262
2 | E8.9 | Railway | Light rail DC Power substation: anchored | Earthquake | Peak Ground Acceleration (g) | 0.87767
2.05 | E8.9 | Railway | Light rail DC Power substation: anchored | Earthquake | Peak Ground Acceleration (g) | 0.88248
2.1 | E8.9 | Railway | Light rail DC Power substation: anchored | Earthquake | Peak Ground Acceleration (g) | 0.88706
2.15 | E8.9 | Railway | Light rail DC Power substation: anchored | Earthquake | Peak Ground Acceleration (g) | 0.89142
2.2 | E8.9 | Railway | Light rail DC Power substation: anchored | Earthquake | Peak Ground Acceleration (g) | 0.89558
2.25 | E8.9 | Railway | Light rail DC Power substation: anchored | Earthquake | Peak Ground Acceleration (g) | 0.89954
2.3 | E8.9 | Railway | Light rail DC Power substation: anchored | Earthquake | Peak Ground Acceleration (g) | 0.90332
2.35 | E8.9 | Railway | Light rail DC Power substation: anchored | Earthquake | Peak Ground Acceleration (g) | 0.90693
2.4 | E8.9 | Railway | Light rail DC Power substation: anchored | Earthquake | Peak Ground Acceleration (g) | 0.91038
2.45 | E8.9 | Railway | Light rail DC Power substation: anchored | Earthquake | Peak Ground Acceleration (g) | 0.91367
2.5 | E8.9 | Railway | Light rail DC Power substation: anchored | Earthquake | Peak Ground Acceleration (g) | 0.91681
2.55 | E8.9 | Railway | Light rail DC Power substation: anchored | Earthquake | Peak Ground Acceleration (g) | 0.91982
2.6 | E8.9 | Railway | Light rail DC Power substation: anchored | Earthquake | Peak Ground Acceleration (g) | 0.92269
2.65 | E8.9 | Railway | Light rail DC Power substation: anchored | Earthquake | Peak Ground Acceleration (g) | 0.92544
2.7 | E8.9 | Railway | Light rail DC Power substation: anchored | Earthquake | Peak Ground Acceleration (g) | 0.92807
2.75 | E8.9 | Railway | Light rail DC Power substation: anchored | Earthquake | Peak Ground Acceleration (g) | 0.93059
2.8 | E8.9 | Railway | Light rail DC Power substation: anchored | Earthquake | Peak Ground Acceleration (g) | 0.933
2.85 | E8.9 | Railway | Light rail DC Power substation: anchored | Earthquake | Peak Ground Acceleration (g) | 0.93531
2.9 | E8.9 | Railway | Light rail DC Power substation: anchored | Earthquake | Peak Ground Acceleration (g) | 0.93752
2.95 | E8.9 | Railway | Light rail DC Power substation: anchored | Earthquake | Peak Ground Acceleration (g) | 0.93964
3 | E8.9 | Railway | Light rail DC Power substation: anchored | Earthquake | Peak Ground Acceleration (g) | 0.94168
3.05 | E8.9 | Railway | Light rail DC Power substation: anchored | Earthquake | Peak Ground Acceleration (g) | 0.94363
3.1 | E8.9 | Railway | Light rail DC Power substation: anchored | Earthquake | Peak Ground Acceleration (g) | 0.9455
3.15 | E8.9 | Railway | Light rail DC Power substation: anchored | Earthquake | Peak Ground Acceleration (g) | 0.94729
3.2 | E8.9 | Railway | Light rail DC Power substation: anchored | Earthquake | Peak Ground Acceleration (g) | 0.94902
3.25 | E8.9 | Railway | Light rail DC Power substation: anchored | Earthquake | Peak Ground Acceleration (g) | 0.95067
3.3 | E8.9 | Railway | Light rail DC Power substation: anchored | Earthquake | Peak Ground Acceleration (g) | 0.95226
3.35 | E8.9 | Railway | Light rail DC Power substation: anchored | Earthquake | Peak Ground Acceleration (g) | 0.95379
3.4 | E8.9 | Railway | Light rail DC Power substation: anchored | Earthquake | Peak Ground Acceleration (g) | 0.95526
3.45 | E8.9 | Railway | Light rail DC Power substation: anchored | Earthquake | Peak Ground Acceleration (g) | 0.95668
3.5 | E8.9 | Railway | Light rail DC Power substation: anchored | Earthquake | Peak Ground Acceleration (g) | 0.95803
3.55 | E8.9 | Railway | Light rail DC Power substation: anchored | Earthquake | Peak Ground Acceleration (g) | 0.95934
3.6 | E8.9 | Railway | Light rail DC Power substation: anchored | Earthquake | Peak Ground Acceleration (g) | 0.9606
3.65 | E8.9 | Railway | Light rail DC Power substation: anchored | Earthquake | Peak Ground Acceleration (g) | 0.96181
3.7 | E8.9 | Railway | Light rail DC Power substation: anchored | Earthquake | Peak Ground Acceleration (g) | 0.96298
3.75 | E8.9 | Railway | Light rail DC Power substation: anchored | Earthquake | Peak Ground Acceleration (g) | 0.9641
3.8 | E8.9 | Railway | Light rail DC Power substation: anchored | Earthquake | Peak Ground Acceleration (g) | 0.96518
3.85 | E8.9 | Railway | Light rail DC Power substation: anchored | Earthquake | Peak Ground Acceleration (g) | 0.96623
3.9 | E8.9 | Railway | Light rail DC Power substation: anchored | Earthquake | Peak Ground Acceleration (g) | 0.96723
3.95 | E8.9 | Railway | Light rail DC Power substation: anchored | Earthquake | Peak Ground Acceleration (g) | 0.9682
4 | E8.9 | Railway | Light rail DC Power substation: anchored | Earthquake | Peak Ground Acceleration (g) | 0.96913
0 | E8.9a | Railway | Light rail DC Power substation: anchored | Earthquake | Peak Ground Acceleration (g) | 0
0.05 | E8.9a | Railway | Light rail DC Power substation: anchored | Earthquake | Peak Ground Acceleration (g) | 0.00064004
0.1 | E8.9a | Railway | Light rail DC Power substation: anchored | Earthquake | Peak Ground Acceleration (g) | 0.0069222
0.15 | E8.9a | Railway | Light rail DC Power substation: anchored | Earthquake | Peak Ground Acceleration (g) | 0.025329
0.2 | E8.9a | Railway | Light rail DC Power substation: anchored | Earthquake | Peak Ground Acceleration (g) | 0.05632
0.25 | E8.9a | Railway | Light rail DC Power substation: anchored | Earthquake | Peak Ground Acceleration (g) | 0.092852
0.3 | E8.9a | Railway | Light rail DC Power substation: anchored | Earthquake | Peak Ground Acceleration (g) | 0.12885
0.35 | E8.9a | Railway | Light rail DC Power substation: anchored | Earthquake | Peak Ground Acceleration (g) | 0.16171
0.4 | E8.9a | Railway | Light rail DC Power substation: anchored | Earthquake | Peak Ground Acceleration (g) | 0.19107
0.45 | E8.9a | Railway | Light rail DC Power substation: anchored | Earthquake | Peak Ground Acceleration (g) | 0.21745
0.5 | E8.9a | Railway | Light rail DC Power substation: anchored | Earthquake | Peak Ground Acceleration (g) | 0.24153
0.55 | E8.9a | Railway | Light rail DC Power substation: anchored | Earthquake | Peak Ground Acceleration (g) | 0.2639
0.6 | E8.9a | Railway | Light rail DC Power substation: anchored | Earthquake | Peak Ground Acceleration (g) | 0.28497
0.65 | E8.9a | Railway | Light rail DC Power substation: anchored | Earthquake | Peak Ground Acceleration (g) | 0.305
0.7 | E8.9a | Railway | Light rail DC Power substation: anchored | Earthquake | Peak Ground Acceleration (g) | 0.32418
0.75 | E8.9a | Railway | Light rail DC Power substation: anchored | Earthquake | Peak Ground Acceleration (g) | 0.34259
0.8 | E8.9a | Railway | Light rail DC Power substation: anchored | Earthquake | Peak Ground Acceleration (g) | 0.36029
0.85 | E8.9a | Railway | Light rail DC Power substation: anchored | Earthquake | Peak Ground Acceleration (g) | 0.37733
0.9 | E8.9a | Railway | Light rail DC Power substation: anchored | Earthquake | Peak Ground Acceleration (g) | 0.39373
0.95 | E8.9a | Railway | Light rail DC Power substation: anchored | Earthquake | Peak Ground Acceleration (g) | 0.4095
1 | E8.9a | Railway | Light rail DC Power substation: anchored | Earthquake | Peak Ground Acceleration (g) | 0.42466
1.05 | E8.9a | Railway | Light rail DC Power substation: anchored | Earthquake | Peak Ground Acceleration (g) | 0.43922
1.1 | E8.9a | Railway | Light rail DC Power substation: anchored | Earthquake | Peak Ground Acceleration (g) | 0.4532
1.15 | E8.9a | Railway | Light rail DC Power substation: anchored | Earthquake | Peak Ground Acceleration (g) | 0.46661
1.2 | E8.9a | Railway | Light rail DC Power substation: anchored | Earthquake | Peak Ground Acceleration (g) | 0.47946
1.25 | E8.9a | Railway | Light rail DC Power substation: anchored | Earthquake | Peak Ground Acceleration (g) | 0.49178
1.3 | E8.9a | Railway | Light rail DC Power substation: anchored | Earthquake | Peak Ground Acceleration (g) | 0.50358
1.35 | E8.9a | Railway | Light rail DC Power substation: anchored | Earthquake | Peak Ground Acceleration (g) | 0.51489
1.4 | E8.9a | Railway | Light rail DC Power substation: anchored | Earthquake | Peak Ground Acceleration (g) | 0.52571
1.45 | E8.9a | Railway | Light rail DC Power substation: anchored | Earthquake | Peak Ground Acceleration (g) | 0.53607
1.5 | E8.9a | Railway | Light rail DC Power substation: anchored | Earthquake | Peak Ground Acceleration (g) | 0.54599
1.55 | E8.9a | Railway | Light rail DC Power substation: anchored | Earthquake | Peak Ground Acceleration (g) | 0.55548
1.6 | E8.9a | Railway | Light rail DC Power substation: anchored | Earthquake | Peak Ground Acceleration (g) | 0.56457
1.65 | E8.9a | Railway | Light rail DC Power substation: anchored | Earthquake | Peak Ground Acceleration (g) | 0.57327
1.7 | E8.9a | Railway | Light rail DC Power substation: anchored | Earthquake | Peak Ground Acceleration (g) | 0.5816
1.75 | E8.9a | Railway | Light rail DC Power substation: anchored | Earthquake | Peak Ground Acceleration (g) | 0.58958
1.8 | E8.9a | Railway | Light rail DC Power substation: anchored | Earthquake | Peak Ground Acceleration (g) | 0.59721
1.85 | E8.9a | Railway | Light rail DC Power substation: anchored | Earthquake | Peak Ground Acceleration (g) | 0.60452
1.9 | E8.9a | Railway | Light rail DC Power substation: anchored | Earthquake | Peak Ground Acceleration (g) | 0.61153
1.95 | E8.9a | Railway | Light rail DC Power substation: anchored | Earthquake | Peak Ground Acceleration (g) | 0.61824
2 | E8.9a | Railway | Light rail DC Power substation: anchored | Earthquake | Peak Ground Acceleration (g) | 0.62466
2.05 | E8.9a | Railway | Light rail DC Power substation: anchored | Earthquake | Peak Ground Acceleration (g) | 0.63082
2.1 | E8.9a | Railway | Light rail DC Power substation: anchored | Earthquake | Peak Ground Acceleration (g) | 0.63673
2.15 | E8.9a | Railway | Light rail DC Power substation: anchored | Earthquake | Peak Ground Acceleration (g) | 0.64239
2.2 | E8.9a | Railway | Light rail DC Power substation: anchored | Earthquake | Peak Ground Acceleration (g) | 0.64782
2.25 | E8.9a | Railway | Light rail DC Power substation: anchored | Earthquake | Peak Ground Acceleration (g) | 0.65303
2.3 | E8.9a | Railway | Light rail DC Power substation: anchored | Earthquake | Peak Ground Acceleration (g) | 0.65802
2.35 | E8.9a | Railway | Light rail DC Power substation: anchored | Earthquake | Peak Ground Acceleration (g) | 0.66282
2.4 | E8.9a | Railway | Light rail DC Power substation: anchored | Earthquake | Peak Ground Acceleration (g) | 0.66742
2.45 | E8.9a | Railway | Light rail DC Power substation: anchored | Earthquake | Peak Ground Acceleration (g) | 0.67184
2.5 | E8.9a | Railway | Light rail DC Power substation: anchored | Earthquake | Peak Ground Acceleration (g) | 0.67608
2.55 | E8.9a | Railway | Light rail DC Power substation: anchored | Earthquake | Peak Ground Acceleration (g) | 0.68015
2.6 | E8.9a | Railway | Light rail DC Power substation: anchored | Earthquake | Peak Ground Acceleration (g) | 0.68407
2.65 | E8.9a | Railway | Light rail DC Power substation: anchored | Earthquake | Peak Ground Acceleration (g) | 0.68783
2.7 | E8.9a | Railway | Light rail DC Power substation: anchored | Earthquake | Peak Ground Acceleration (g) | 0.69145
2.75 | E8.9a | Railway | Light rail DC Power substation: anchored | Earthquake | Peak Ground Acceleration (g) | 0.69493
2.8 | E8.9a | Railway | Light rail DC Power substation: anchored | Earthquake | Peak Ground Acceleration (g) | 0.69827
2.85 | E8.9a | Railway | Light rail DC Power substation: anchored | Earthquake | Peak Ground Acceleration (g) | 0.70149
2.9 | E8.9a | Railway | Light rail DC Power substation: anchored | Earthquake | Peak Ground Acceleration (g) | 0.70459
2.95 | E8.9a | Railway | Light rail DC Power substation: anchored | Earthquake | Peak Ground Acceleration (g) | 0.70757
3 | E8.9a | Railway | Light rail DC Power substation: anchored | Earthquake | Peak Ground Acceleration (g) | 0.71044
3.05 | E8.9a | Railway | Light rail DC Power substation: anchored | Earthquake | Peak Ground Acceleration (g) | 0.7132
3.1 | E8.9a | Railway | Light rail DC Power substation: anchored | Earthquake | Peak Ground Acceleration (g) | 0.71586
3.15 | E8.9a | Railway | Light rail DC Power substation: anchored | Earthquake | Peak Ground Acceleration (g) | 0.71842
3.2 | E8.9a | Railway | Light rail DC Power substation: anchored | Earthquake | Peak Ground Acceleration (g) | 0.72089
3.25 | E8.9a | Railway | Light rail DC Power substation: anchored | Earthquake | Peak Ground Acceleration (g) | 0.72327
3.3 | E8.9a | Railway | Light rail DC Power substation: anchored | Earthquake | Peak Ground Acceleration (g) | 0.72557
3.35 | E8.9a | Railway | Light rail DC Power substation: anchored | Earthquake | Peak Ground Acceleration (g) | 0.72778
3.4 | E8.9a | Railway | Light rail DC Power substation: anchored | Earthquake | Peak Ground Acceleration (g) | 0.72991
3.45 | E8.9a | Railway | Light rail DC Power substation: anchored | Earthquake | Peak Ground Acceleration (g) | 0.73197
3.5 | E8.9a | Railway | Light rail DC Power substation: anchored | Earthquake | Peak Ground Acceleration (g) | 0.73396
3.55 | E8.9a | Railway | Light rail DC Power substation: anchored | Earthquake | Peak Ground Acceleration (g) | 0.73588
3.6 | E8.9a | Railway | Light rail DC Power substation: anchored | Earthquake | Peak Ground Acceleration (g) | 0.73773
3.65 | E8.9a | Railway | Light rail DC Power substation: anchored | Earthquake | Peak Ground Acceleration (g) | 0.73951
3.7 | E8.9a | Railway | Light rail DC Power substation: anchored | Earthquake | Peak Ground Acceleration (g) | 0.74124
3.75 | E8.9a | Railway | Light rail DC Power substation: anchored | Earthquake | Peak Ground Acceleration (g) | 0.7429
3.8 | E8.9a | Railway | Light rail DC Power substation: anchored | Earthquake | Peak Ground Acceleration (g) | 0.74451
3.85 | E8.9a | Railway | Light rail DC Power substation: anchored | Earthquake | Peak Ground Acceleration (g) | 0.74607
3.9 | E8.9a | Railway | Light rail DC Power substation: anchored | Earthquake | Peak Ground Acceleration (g) | 0.74757
3.95 | E8.9a | Railway | Light rail DC Power substation: anchored | Earthquake | Peak Ground Acceleration (g) | 0.74903
4 | E8.9a | Railway | Light rail DC Power substation: anchored | Earthquake | Peak Ground Acceleration (g) | 0.75043
0 | E8.9b | Railway | Light rail DC Power substation: anchored | Earthquake | Peak Ground Acceleration (g) | 0
0.05 | E8.9b | Railway | Light rail DC Power substation: anchored | Earthquake | Peak Ground Acceleration (g) | 0.0084881
0.1 | E8.9b | Railway | Light rail DC Power substation: anchored | Earthquake | Peak Ground Acceleration (g) | 0.060872
0.15 | E8.9b | Railway | Light rail DC Power substation: anchored | Earthquake | Peak Ground Acceleration (g) | 0.13024
0.2 | E8.9b | Railway | Light rail DC Power substation: anchored | Earthquake | Peak Ground Acceleration (g) | 0.20443
0.25 | E8.9b | Railway | Light rail DC Power substation: anchored | Earthquake | Peak Ground Acceleration (g) | 0.27608
0.3 | E8.9b | Railway | Light rail DC Power substation: anchored | Earthquake | Peak Ground Acceleration (g) | 0.33942
0.35 | E8.9b | Railway | Light rail DC Power substation: anchored | Earthquake | Peak Ground Acceleration (g) | 0.39279
0.4 | E8.9b | Railway | Light rail DC Power substation: anchored | Earthquake | Peak Ground Acceleration (g) | 0.43715
0.45 | E8.9b | Railway | Light rail DC Power substation: anchored | Earthquake | Peak Ground Acceleration (g) | 0.47438
0.5 | E8.9b | Railway | Light rail DC Power substation: anchored | Earthquake | Peak Ground Acceleration (g) | 0.50627
0.55 | E8.9b | Railway | Light rail DC Power substation: anchored | Earthquake | Peak Ground Acceleration (g) | 0.53423
0.6 | E8.9b | Railway | Light rail DC Power substation: anchored | Earthquake | Peak Ground Acceleration (g) | 0.55928
0.65 | E8.9b | Railway | Light rail DC Power substation: anchored | Earthquake | Peak Ground Acceleration (g) | 0.58211
0.7 | E8.9b | Railway | Light rail DC Power substation: anchored | Earthquake | Peak Ground Acceleration (g) | 0.60318
0.75 | E8.9b | Railway | Light rail DC Power substation: anchored | Earthquake | Peak Ground Acceleration (g) | 0.6228
0.8 | E8.9b | Railway | Light rail DC Power substation: anchored | Earthquake | Peak Ground Acceleration (g) | 0.64118
0.85 | E8.9b | Railway | Light rail DC Power substation: anchored | Earthquake | Peak Ground Acceleration (g) | 0.65847
0.9 | E8.9b | Railway | Light rail DC Power substation: anchored | Earthquake | Peak Ground Acceleration (g) | 0.67477
0.95 | E8.9b | Railway | Light rail DC Power substation: anchored | Earthquake | Peak Ground Acceleration (g) | 0.69016
1 | E8.9b | Railway | Light rail DC Power substation: anchored | Earthquake | Peak Ground Acceleration (g) | 0.70471
1.05 | E8.9b | Railway | Light rail DC Power substation: anchored | Earthquake | Peak Ground Acceleration (g) | 0.71846
1.1 | E8.9b | Railway | Light rail DC Power substation: anchored | Earthquake | Peak Ground Acceleration (g) | 0.73148
1.15 | E8.9b | Railway | Light rail DC Power substation: anchored | Earthquake | Peak Ground Acceleration (g) | 0.7438
1.2 | E8.9b | Railway | Light rail DC Power substation: anchored | Earthquake | Peak Ground Acceleration (g) | 0.75546
1.25 | E8.9b | Railway | Light rail DC Power substation: anchored | Earthquake | Peak Ground Acceleration (g) | 0.7665
1.3 | E8.9b | Railway | Light rail DC Power substation: anchored | Earthquake | Peak Ground Acceleration (g) | 0.77696
1.35 | E8.9b | Railway | Light rail DC Power substation: anchored | Earthquake | Peak Ground Acceleration (g) | 0.78686
1.4 | E8.9b | Railway | Light rail DC Power substation: anchored | Earthquake | Peak Ground Acceleration (g) | 0.79625
1.45 | E8.9b | Railway | Light rail DC Power substation: anchored | Earthquake | Peak Ground Acceleration (g) | 0.80515
1.5 | E8.9b | Railway | Light rail DC Power substation: anchored | Earthquake | Peak Ground Acceleration (g) | 0.81358
1.55 | E8.9b | Railway | Light rail DC Power substation: anchored | Earthquake | Peak Ground Acceleration (g) | 0.82158
1.6 | E8.9b | Railway | Light rail DC Power substation: anchored | Earthquake | Peak Ground Acceleration (g) | 0.82917
1.65 | E8.9b | Railway | Light rail DC Power substation: anchored | Earthquake | Peak Ground Acceleration (g) | 0.83637
1.7 | E8.9b | Railway | Light rail DC Power substation: anchored | Earthquake | Peak Ground Acceleration (g) | 0.84321
1.75 | E8.9b | Railway | Light rail DC Power substation: anchored | Earthquake | Peak Ground Acceleration (g) | 0.84971
1.8 | E8.9b | Railway | Light rail DC Power substation: anchored | Earthquake | Peak Ground Acceleration (g) | 0.85588
1.85 | E8.9b | Railway | Light rail DC Power substation: anchored | Earthquake | Peak Ground Acceleration (g) | 0.86174
1.9 | E8.9b | Railway | Light rail DC Power substation: anchored | Earthquake | Peak Ground Acceleration (g) | 0.86732
1.95 | E8.9b | Railway | Light rail DC Power substation: anchored | Earthquake | Peak Ground Acceleration (g) | 0.87262
2 | E8.9b | Railway | Light rail DC Power substation: anchored | Earthquake | Peak Ground Acceleration (g) | 0.87767
2.05 | E8.9b | Railway | Light rail DC Power substation: anchored | Earthquake | Peak Ground Acceleration (g) | 0.88248
2.1 | E8.9b | Railway | Light rail DC Power substation: anchored | Earthquake | Peak Ground Acceleration (g) | 0.88706
2.15 | E8.9b | Railway | Light rail DC Power substation: anchored | Earthquake | Peak Ground Acceleration (g) | 0.89142
2.2 | E8.9b | Railway | Light rail DC Power substation: anchored | Earthquake | Peak Ground Acceleration (g) | 0.89558
2.25 | E8.9b | Railway | Light rail DC Power substation: anchored | Earthquake | Peak Ground Acceleration (g) | 0.89954
2.3 | E8.9b | Railway | Light rail DC Power substation: anchored | Earthquake | Peak Ground Acceleration (g) | 0.90332
2.35 | E8.9b | Railway | Light rail DC Power substation: anchored | Earthquake | Peak Ground Acceleration (g) | 0.90693
2.4 | E8.9b | Railway | Light rail DC Power substation: anchored | Earthquake | Peak Ground Acceleration (g) | 0.91038
2.45 | E8.9b | Railway | Light rail DC Power substation: anchored | Earthquake | Peak Ground Acceleration (g) | 0.91367
2.5 | E8.9b | Railway | Light rail DC Power substation: anchored | Earthquake | Peak Ground Acceleration (g) | 0.91681
2.55 | E8.9b | Railway | Light rail DC Power substation: anchored | Earthquake | Peak Ground Acceleration (g) | 0.91982
2.6 | E8.9b | Railway | Light rail DC Power substation: anchored | Earthquake | Peak Ground Acceleration (g) | 0.92269
2.65 | E8.9b | Railway | Light rail DC Power substation: anchored | Earthquake | Peak Ground Acceleration (g) | 0.92544
2.7 | E8.9b | Railway | Light rail DC Power substation: anchored | Earthquake | Peak Ground Acceleration (g) | 0.92807
2.75 | E8.9b | Railway | Light rail DC Power substation: anchored | Earthquake | Peak Ground Acceleration (g) | 0.93059
2.8 | E8.9b | Railway | Light rail DC Power substation: anchored | Earthquake | Peak Ground Acceleration (g) | 0.933
2.85 | E8.9b | Railway | Light rail DC Power substation: anchored | Earthquake | Peak Ground Acceleration (g) | 0.93531
2.9 | E8.9b | Railway | Light rail DC Power substation: anchored | Earthquake | Peak Ground Acceleration (g) | 0.93752
2.95 | E8.9b | Railway | Light rail DC Power substation: anchored | Earthquake | Peak Ground Acceleration (g) | 0.93964
3 | E8.9b | Railway | Light rail DC Power substation: anchored | Earthquake | Peak Ground Acceleration (g) | 0.94168
3.05 | E8.9b | Railway | Light rail DC Power substation: anchored | Earthquake | Peak Ground Acceleration (g) | 0.94363
3.1 | E8.9b | Railway | Light rail DC Power substation: anchored | Earthquake | Peak Ground Acceleration (g) | 0.9455
3.15 | E8.9b | Railway | Light rail DC Power substation: anchored | Earthquake | Peak Ground Acceleration (g) | 0.94729
3.2 | E8.9b | Railway | Light rail DC Power substation: anchored | Earthquake | Peak Ground Acceleration (g) | 0.94902
3.25 | E8.9b | Railway | Light rail DC Power substation: anchored | Earthquake | Peak Ground Acceleration (g) | 0.95067
3.3 | E8.9b | Railway | Light rail DC Power substation: anchored | Earthquake | Peak Ground Acceleration (g) | 0.95226
3.35 | E8.9b | Railway | Light rail DC Power substation: anchored | Earthquake | Peak Ground Acceleration (g) | 0.95379
3.4 | E8.9b | Railway | Light rail DC Power substation: anchored | Earthquake | Peak Ground Acceleration (g) | 0.95526
3.45 | E8.9b | Railway | Light rail DC Power substation: anchored | Earthquake | Peak Ground Acceleration (g) | 0.95668
3.5 | E8.9b | Railway | Light rail DC Power substation: anchored | Earthquake | Peak Ground Acceleration (g) | 0.95803
3.55 | E8.9b | Railway | Light rail DC Power substation: anchored | Earthquake | Peak Ground Acceleration (g) | 0.95934
3.6 | E8.9b | Railway | Light rail DC Power substation: anchored | Earthquake | Peak Ground Acceleration (g) | 0.9606
3.65 | E8.9b | Railway | Light rail DC Power substation: anchored | Earthquake | Peak Ground Acceleration (g) | 0.96181
3.7 | E8.9b | Railway | Light rail DC Power substation: anchored | Earthquake | Peak Ground Acceleration (g) | 0.96298
3.75 | E8.9b | Railway | Light rail DC Power substation: anchored | Earthquake | Peak Ground Acceleration (g) | 0.9641
3.8 | E8.9b | Railway | Light rail DC Power substation: anchored | Earthquake | Peak Ground Acceleration (g) | 0.96518
3.85 | E8.9b | Railway | Light rail DC Power substation: anchored | Earthquake | Peak Ground Acceleration (g) | 0.96623
3.9 | E8.9b | Railway | Light rail DC Power substation: anchored | Earthquake | Peak Ground Acceleration (g) | 0.96723
3.95 | E8.9b | Railway | Light rail DC Power substation: anchored | Earthquake | Peak Ground Acceleration (g) | 0.9682
4 | E8.9b | Railway | Light rail DC Power substation: anchored | Earthquake | Peak Ground Acceleration (g) | 0.96913
0 | E8.10 | Railway | Light rail DC Power substation: unanchored | Earthquake | Peak Ground Acceleration (g) | 0
0.05 | E8.10 | Railway | Light rail DC Power substation: unanchored | Earthquake | Peak Ground Acceleration (g) | 0.008736
0.1 | E8.10 | Railway | Light rail DC Power substation: unanchored | Earthquake | Peak Ground Acceleration (g) | 0.070266
0.15 | E8.10 | Railway | Light rail DC Power substation: unanchored | Earthquake | Peak Ground Acceleration (g) | 0.15321
0.2 | E8.10 | Railway | Light rail DC Power substation: unanchored | Earthquake | Peak Ground Acceleration (g) | 0.24126
0.25 | E8.10 | Railway | Light rail DC Power substation: unanchored | Earthquake | Peak Ground Acceleration (g) | 0.3198
0.3 | E8.10 | Railway | Light rail DC Power substation: unanchored | Earthquake | Peak Ground Acceleration (g) | 0.38179
0.35 | E8.10 | Railway | Light rail DC Power substation: unanchored | Earthquake | Peak Ground Acceleration (g) | 0.4289
0.4 | E8.10 | Railway | Light rail DC Power substation: unanchored | Earthquake | Peak Ground Acceleration (g) | 0.46555
0.45 | E8.10 | Railway | Light rail DC Power substation: unanchored | Earthquake | Peak Ground Acceleration (g) | 0.4956
0.5 | E8.10 | Railway | Light rail DC Power substation: unanchored | Earthquake | Peak Ground Acceleration (g) | 0.52163
0.55 | E8.10 | Railway | Light rail DC Power substation: unanchored | Earthquake | Peak Ground Acceleration (g) | 0.54513
0.6 | E8.10 | Railway | Light rail DC Power substation: unanchored | Earthquake | Peak Ground Acceleration (g) | 0.56692
0.65 | E8.10 | Railway | Light rail DC Power substation: unanchored | Earthquake | Peak Ground Acceleration (g) | 0.58743
0.7 | E8.10 | Railway | Light rail DC Power substation: unanchored | Earthquake | Peak Ground Acceleration (g) | 0.60687
0.75 | E8.10 | Railway | Light rail DC Power substation: unanchored | Earthquake | Peak Ground Acceleration (g) | 0.62537
0.8 | E8.10 | Railway | Light rail DC Power substation: unanchored | Earthquake | Peak Ground Acceleration (g) | 0.64297
0.85 | E8.10 | Railway | Light rail DC Power substation: unanchored | Earthquake | Peak Ground Acceleration (g) | 0.65971
0.9 | E8.10 | Railway | Light rail DC Power substation: unanchored | Earthquake | Peak Ground Acceleration (g) | 0.67564
0.95 | E8.10 | Railway | Light rail DC Power substation: unanchored | Earthquake | Peak Ground Acceleration (g) | 0.69077
1 | E8.10 | Railway | Light rail DC Power substation: unanchored | Earthquake | Peak Ground Acceleration (g) | 0.70514
1.05 | E8.10 | Railway | Light rail DC Power substation: unanchored | Earthquake | Peak Ground Acceleration (g) | 0.71877
1.1 | E8.10 | Railway | Light rail DC Power substation: unanchored | Earthquake | Peak Ground Acceleration (g) | 0.7317
1.15 | E8.10 | Railway | Light rail DC Power substation: unanchored | Earthquake | Peak Ground Acceleration (g) | 0.74395
1.2 | E8.10 | Railway | Light rail DC Power substation: unanchored | Earthquake | Peak Ground Acceleration (g) | 0.75557
1.25 | E8.10 | Railway | Light rail DC Power substation: unanchored | Earthquake | Peak Ground Acceleration (g) | 0.76658
1.3 | E8.10 | Railway | Light rail DC Power substation: unanchored | Earthquake | Peak Ground Acceleration (g) | 0.77702
1.35 | E8.10 | Railway | Light rail DC Power substation: unanchored | Earthquake | Peak Ground Acceleration (g) | 0.78691
1.4 | E8.10 | Railway | Light rail DC Power substation: unanchored | Earthquake | Peak Ground Acceleration (g) | 0.79628
1.45 | E8.10 | Railway | Light rail DC Power substation: unanchored | Earthquake | Peak Ground Acceleration (g) | 0.80517
1.5 | E8.10 | Railway | Light rail DC Power substation: unanchored | Earthquake | Peak Ground Acceleration (g) | 0.8136
1.55 | E8.10 | Railway | Light rail DC Power substation: unanchored | Earthquake | Peak Ground Acceleration (g) | 0.82159
1.6 | E8.10 | Railway | Light rail DC Power substation: unanchored | Earthquake | Peak Ground Acceleration (g) | 0.82918
1.65 | E8.10 | Railway | Light rail DC Power substation: unanchored | Earthquake | Peak Ground Acceleration (g) | 0.83638
1.7 | E8.10 | Railway | Light rail DC Power substation: unanchored | Earthquake | Peak Ground Acceleration (g) | 0.84322
1.75 | E8.10 | Railway | Light rail DC Power substation: unanchored | Earthquake | Peak Ground Acceleration (g) | 0.84971
1.8 | E8.10 | Railway | Light rail DC Power substation: unanchored | Earthquake | Peak Ground Acceleration (g) | 0.85588
1.85 | E8.10 | Railway | Light rail DC Power substation: unanchored | Earthquake | Peak Ground Acceleration (g) | 0.86174
1.9 | E8.10 | Railway | Light rail DC Power substation: unanchored | Earthquake | Peak Ground Acceleration (g) | 0.86732
1.95 | E8.10 | Railway | Light rail DC Power substation: unanchored | Earthquake | Peak Ground Acceleration (g) | 0.87263
2 | E8.10 | Railway | Light rail DC Power substation: unanchored | Earthquake | Peak Ground Acceleration (g) | 0.87767
2.05 | E8.10 | Railway | Light rail DC Power substation: unanchored | Earthquake | Peak Ground Acceleration (g) | 0.88248
2.1 | E8.10 | Railway | Light rail DC Power substation: unanchored | Earthquake | Peak Ground Acceleration (g) | 0.88706
2.15 | E8.10 | Railway | Light rail DC Power substation: unanchored | Earthquake | Peak Ground Acceleration (g) | 0.89142
2.2 | E8.10 | Railway | Light rail DC Power substation: unanchored | Earthquake | Peak Ground Acceleration (g) | 0.89558
2.25 | E8.10 | Railway | Light rail DC Power substation: unanchored | Earthquake | Peak Ground Acceleration (g) | 0.89954
2.3 | E8.10 | Railway | Light rail DC Power substation: unanchored | Earthquake | Peak Ground Acceleration (g) | 0.90332
2.35 | E8.10 | Railway | Light rail DC Power substation: unanchored | Earthquake | Peak Ground Acceleration (g) | 0.90693
2.4 | E8.10 | Railway | Light rail DC Power substation: unanchored | Earthquake | Peak Ground Acceleration (g) | 0.91038
2.45 | E8.10 | Railway | Light rail DC Power substation: unanchored | Earthquake | Peak Ground Acceleration (g) | 0.91367
2.5 | E8.10 | Railway | Light rail DC Power substation: unanchored | Earthquake | Peak Ground Acceleration (g) | 0.91681
2.55 | E8.10 | Railway | Light rail DC Power substation: unanchored | Earthquake | Peak Ground Acceleration (g) | 0.91982
2.6 | E8.10 | Railway | Light rail DC Power substation: unanchored | Earthquake | Peak Ground Acceleration (g) | 0.92269
2.65 | E8.10 | Railway | Light rail DC Power substation: unanchored | Earthquake | Peak Ground Acceleration (g) | 0.92544
2.7 | E8.10 | Railway | Light rail DC Power substation: unanchored | Earthquake | Peak Ground Acceleration (g) | 0.92807
2.75 | E8.10 | Railway | Light rail DC Power substation: unanchored | Earthquake | Peak Ground Acceleration (g) | 0.93059
2.8 | E8.10 | Railway | Light rail DC Power substation: unanchored | Earthquake | Peak Ground Acceleration (g) | 0.933
2.85 | E8.10 | Railway | Light rail DC Power substation: unanchored | Earthquake | Peak Ground Acceleration (g) | 0.93531
2.9 | E8.10 | Railway | Light rail DC Power substation: unanchored | Earthquake | Peak Ground Acceleration (g) | 0.93752
2.95 | E8.10 | Railway | Light rail DC Power substation: unanchored | Earthquake | Peak Ground Acceleration (g) | 0.93964
3 | E8.10 | Railway | Light rail DC Power substation: unanchored | Earthquake | Peak Ground Acceleration (g) | 0.94168
3.05 | E8.10 | Railway | Light rail DC Power substation: unanchored | Earthquake | Peak Ground Acceleration (g) | 0.94363
3.1 | E8.10 | Railway | Light rail DC Power substation: unanchored | Earthquake | Peak Ground Acceleration (g) | 0.9455
3.15 | E8.10 | Railway | Light rail DC Power substation: unanchored | Earthquake | Peak Ground Acceleration (g) | 0.94729
3.2 | E8.10 | Railway | Light rail DC Power substation: unanchored | Earthquake | Peak Ground Acceleration (g) | 0.94902
3.25 | E8.10 | Railway | Light rail DC Power substation: unanchored | Earthquake | Peak Ground Acceleration (g) | 0.95067
3.3 | E8.10 | Railway | Light rail DC Power substation: unanchored | Earthquake | Peak Ground Acceleration (g) | 0.95226
3.35 | E8.10 | Railway | Light rail DC Power substation: unanchored | Earthquake | Peak Ground Acceleration (g) | 0.95379
3.4 | E8.10 | Railway | Light rail DC Power substation: unanchored | Earthquake | Peak Ground Acceleration (g) | 0.95526
3.45 | E8.10 | Railway | Light rail DC Power substation: unanchored | Earthquake | Peak Ground Acceleration (g) | 0.95668
3.5 | E8.10 | Railway | Light rail DC Power substation: unanchored | Earthquake | Peak Ground Acceleration (g) | 0.95803
3.55 | E8.10 | Railway | Light rail DC Power substation: unanchored | Earthquake | Peak Ground Acceleration (g) | 0.95934
3.6 | E8.10 | Railway | Light rail DC Power substation: unanchored | Earthquake | Peak Ground Acceleration (g) | 0.9606
3.65 | E8.10 | Railway | Light rail DC Power substation: unanchored | Earthquake | Peak Ground Acceleration (g) | 0.96181
3.7 | E8.10 | Railway | Light rail DC Power substation: unanchored | Earthquake | Peak Ground Acceleration (g) | 0.96298
3.75 | E8.10 | Railway | Light rail DC Power substation: unanchored | Earthquake | Peak Ground Acceleration (g) | 0.9641
3.8 | E8.10 | Railway | Light rail DC Power substation: unanchored | Earthquake | Peak Ground Acceleration (g) | 0.96518
3.85 | E8.10 | Railway | Light rail DC Power substation: unanchored | Earthquake | Peak Ground Acceleration (g) | 0.96623
3.9 | E8.10 | Railway | Light rail DC Power substation: unanchored | Earthquake | Peak Ground Acceleration (g) | 0.96723
3.95 | E8.10 | Railway | Light rail DC Power substation: unanchored | Earthquake | Peak Ground Acceleration (g) | 0.9682
4 | E8.10 | Railway | Light rail DC Power substation: unanchored | Earthquake | Peak Ground Acceleration (g) | 0.96913
0 | E8.10a | Railway | Light rail DC Power substation: unanchored | Earthquake | Peak Ground Acceleration (g) | 0
0.05 | E8.10a | Railway | Light rail DC Power substation: unanchored | Earthquake | Peak Ground Acceleration (g) | 0.00065395
0.1 | E8.10a | Railway | Light rail DC Power substation: unanchored | Earthquake | Peak Ground Acceleration (g) | 0.0081663
0.15 | E8.10a | Railway | Light rail DC Power substation: unanchored | Earthquake | Peak Ground Acceleration (g) | 0.032641
0.2 | E8.10a | Railway | Light rail DC Power substation: unanchored | Earthquake | Peak Ground Acceleration (g) | 0.072462
0.25 | E8.10a | Railway | Light rail DC Power substation: unanchored | Earthquake | Peak Ground Acceleration (g) | 0.11432
0.3 | E8.10a | Railway | Light rail DC Power substation: unanchored | Earthquake | Peak Ground Acceleration (g) | 0.15069
0.35 | E8.10a | Railway | Light rail DC Power substation: unanchored | Earthquake | Peak Ground Acceleration (g) | 0.18078
0.4 | E8.10a | Railway | Light rail DC Power substation: unanchored | Earthquake | Peak Ground Acceleration (g) | 0.20627
0.45 | E8.10a | Railway | Light rail DC Power substation: unanchored | Earthquake | Peak Ground Acceleration (g) | 0.22891
0.5 | E8.10a | Railway | Light rail DC Power substation: unanchored | Earthquake | Peak Ground Acceleration (g) | 0.24987
0.55 | E8.10a | Railway | Light rail DC Power substation: unanchored | Earthquake | Peak Ground Acceleration (g) | 0.26984
0.6 | E8.10a | Railway | Light rail DC Power substation: unanchored | Earthquake | Peak Ground Acceleration (g) | 0.28914
0.65 | E8.10a | Railway | Light rail DC Power substation: unanchored | Earthquake | Peak Ground Acceleration (g) | 0.30792
0.7 | E8.10a | Railway | Light rail DC Power substation: unanchored | Earthquake | Peak Ground Acceleration (g) | 0.3262
0.75 | E8.10a | Railway | Light rail DC Power substation: unanchored | Earthquake | Peak Ground Acceleration (g) | 0.34399
0.8 | E8.10a | Railway | Light rail DC Power substation: unanchored | Earthquake | Peak Ground Acceleration (g) | 0.36127
0.85 | E8.10a | Railway | Light rail DC Power substation: unanchored | Earthquake | Peak Ground Acceleration (g) | 0.37802
0.9 | E8.10a | Railway | Light rail DC Power substation: unanchored | Earthquake | Peak Ground Acceleration (g) | 0.39421
0.95 | E8.10a | Railway | Light rail DC Power substation: unanchored | Earthquake | Peak Ground Acceleration (g) | 0.40984
1 | E8.10a | Railway | Light rail DC Power substation: unanchored | Earthquake | Peak Ground Acceleration (g) | 0.4249
1.05 | E8.10a | Railway | Light rail DC Power substation: unanchored | Earthquake | Peak Ground Acceleration (g) | 0.43939
1.1 | E8.10a | Railway | Light rail DC Power substation: unanchored | Earthquake | Peak Ground Acceleration (g) | 0.45332
1.15 | E8.10a | Railway | Light rail DC Power substation: unanchored | Earthquake | Peak Ground Acceleration (g) | 0.46669
1.2 | E8.10a | Railway | Light rail DC Power substation: unanchored | Earthquake | Peak Ground Acceleration (g) | 0.47952
1.25 | E8.10a | Railway | Light rail DC Power substation: unanchored | Earthquake | Peak Ground Acceleration (g) | 0.49183
1.3 | E8.10a | Railway | Light rail DC Power substation: unanchored | Earthquake | Peak Ground Acceleration (g) | 0.50362
1.35 | E8.10a | Railway | Light rail DC Power substation: unanchored | Earthquake | Peak Ground Acceleration (g) | 0.51491
1.4 | E8.10a | Railway | Light rail DC Power substation: unanchored | Earthquake | Peak Ground Acceleration (g) | 0.52573
1.45 | E8.10a | Railway | Light rail DC Power substation: unanchored | Earthquake | Peak Ground Acceleration (g) | 0.53608
1.5 | E8.10a | Railway | Light rail DC Power substation: unanchored | Earthquake | Peak Ground Acceleration (g) | 0.546
1.55 | E8.10a | Railway | Light rail DC Power substation: unanchored | Earthquake | Peak Ground Acceleration (g) | 0.55549
1.6 | E8.10a | Railway | Light rail DC Power substation: unanchored | Earthquake | Peak Ground Acceleration (g) | 0.56458
1.65 | E8.10a | Railway | Light rail DC Power substation: unanchored | Earthquake | Peak Ground Acceleration (g) | 0.57328
1.7 | E8.10a | Railway | Light rail DC Power substation: unanchored | Earthquake | Peak Ground Acceleration (g) | 0.5816
1.75 | E8.10a | Railway | Light rail DC Power substation: unanchored | Earthquake | Peak Ground Acceleration (g) | 0.58958
1.8 | E8.10a | Railway | Light rail DC Power substation: unanchored | Earthquake | Peak Ground Acceleration (g) | 0.59721
1.85 | E8.10a | Railway | Light rail DC Power substation: unanchored | Earthquake | Peak Ground Acceleration (g) | 0.60452
1.9 | E8.10a | Railway | Light rail DC Power substation: unanchored | Earthquake | Peak Ground Acceleration (g) | 0.61153
1.95 | E8.10a | Railway | Light rail DC Power substation: unanchored | Earthquake | Peak Ground Acceleration (g) | 0.61824
2 | E8.10a | Railway | Light rail DC Power substation: unanchored | Earthquake | Peak Ground Acceleration (g) | 0.62466
2.05 | E8.10a | Railway | Light rail DC Power substation: unanchored | Earthquake | Peak Ground Acceleration (g) | 0.63082
2.1 | E8.10a | Railway | Light rail DC Power substation: unanchored | Earthquake | Peak Ground Acceleration (g) | 0.63673
2.15 | E8.10a | Railway | Light rail DC Power substation: unanchored | Earthquake | Peak Ground Acceleration (g) | 0.64239
2.2 | E8.10a | Railway | Light rail DC Power substation: unanchored | Earthquake | Peak Ground Acceleration (g) | 0.64782
2.25 | E8.10a | Railway | Light rail DC Power substation: unanchored | Earthquake | Peak Ground Acceleration (g) | 0.65303
2.3 | E8.10a | Railway | Light rail DC Power substation: unanchored | Earthquake | Peak Ground Acceleration (g) | 0.65802
2.35 | E8.10a | Railway | Light rail DC Power substation: unanchored | Earthquake | Peak Ground Acceleration (g) | 0.66282
2.4 | E8.10a | Railway | Light rail DC Power substation: unanchored | Earthquake | Peak Ground Acceleration (g) | 0.66742
2.45 | E8.10a | Railway | Light rail DC Power substation: unanchored | Earthquake | Peak Ground Acceleration (g) | 0.67184
2.5 | E8.10a | Railway | Light rail DC Power substation: unanchored | Earthquake | Peak Ground Acceleration (g) | 0.67608
2.55 | E8.10a | Railway | Light rail DC Power substation: unanchored | Earthquake | Peak Ground Acceleration (g) | 0.68015
2.6 | E8.10a | Railway | Light rail DC Power substation: unanchored | Earthquake | Peak Ground Acceleration (g) | 0.68407
2.65 | E8.10a | Railway | Light rail DC Power substation: unanchored | Earthquake | Peak Ground Acceleration (g) | 0.68783
2.7 | E8.10a | Railway | Light rail DC Power substation: unanchored | Earthquake | Peak Ground Acceleration (g) | 0.69145
2.75 | E8.10a | Railway | Light rail DC Power substation: unanchored | Earthquake | Peak Ground Acceleration (g) | 0.69493
2.8 | E8.10a | Railway | Light rail DC Power substation: unanchored | Earthquake | Peak Ground Acceleration (g) | 0.69827
2.85 | E8.10a | Railway | Light rail DC Power substation: unanchored | Earthquake | Peak Ground Acceleration (g) | 0.70149
2.9 | E8.10a | Railway | Light rail DC Power substation: unanchored | Earthquake | Peak Ground Acceleration (g) | 0.70459
2.95 | E8.10a | Railway | Light rail DC Power substation: unanchored | Earthquake | Peak Ground Acceleration (g) | 0.70757
3 | E8.10a | Railway | Light rail DC Power substation: unanchored | Earthquake | Peak Ground Acceleration (g) | 0.71044
3.05 | E8.10a | Railway | Light rail DC Power substation: unanchored | Earthquake | Peak Ground Acceleration (g) | 0.7132
3.1 | E8.10a | Railway | Light rail DC Power substation: unanchored | Earthquake | Peak Ground Acceleration (g) | 0.71586
3.15 | E8.10a | Railway | Light rail DC Power substation: unanchored | Earthquake | Peak Ground Acceleration (g) | 0.71842
3.2 | E8.10a | Railway | Light rail DC Power substation: unanchored | Earthquake | Peak Ground Acceleration (g) | 0.72089
3.25 | E8.10a | Railway | Light rail DC Power substation: unanchored | Earthquake | Peak Ground Acceleration (g) | 0.72327
3.3 | E8.10a | Railway | Light rail DC Power substation: unanchored | Earthquake | Peak Ground Acceleration (g) | 0.72557
3.35 | E8.10a | Railway | Light rail DC Power substation: unanchored | Earthquake | Peak Ground Acceleration (g) | 0.72778
3.4 | E8.10a | Railway | Light rail DC Power substation: unanchored | Earthquake | Peak Ground Acceleration (g) | 0.72991
3.45 | E8.10a | Railway | Light rail DC Power substation: unanchored | Earthquake | Peak Ground Acceleration (g) | 0.73197
3.5 | E8.10a | Railway | Light rail DC Power substation: unanchored | Earthquake | Peak Ground Acceleration (g) | 0.73396
3.55 | E8.10a | Railway | Light rail DC Power substation: unanchored | Earthquake | Peak Ground Acceleration (g) | 0.73588
3.6 | E8.10a | Railway | Light rail DC Power substation: unanchored | Earthquake | Peak Ground Acceleration (g) | 0.73773
3.65 | E8.10a | Railway | Light rail DC Power substation: unanchored | Earthquake | Peak Ground Acceleration (g) | 0.73951
3.7 | E8.10a | Railway | Light rail DC Power substation: unanchored | Earthquake | Peak Ground Acceleration (g) | 0.74124
3.75 | E8.10a | Railway | Light rail DC Power substation: unanchored | Earthquake | Peak Ground Acceleration (g) | 0.7429
3.8 | E8.10a | Railway | Light rail DC Power substation: unanchored | Earthquake | Peak Ground Acceleration (g) | 0.74451
3.85 | E8.10a | Railway | Light rail DC Power substation: unanchored | Earthquake | Peak Ground Acceleration (g) | 0.74607
3.9 | E8.10a | Railway | Light rail DC Power substation: unanchored | Earthquake | Peak Ground Acceleration (g) | 0.74757
3.95 | E8.10a | Railway | Light rail DC Power substation: unanchored | Earthquake | Peak Ground Acceleration (g) | 0.74903
4 | E8.10a | Railway | Light rail DC Power substation: unanchored | Earthquake | Peak Ground Acceleration (g) | 0.75043
0 | E8.10b | Railway | Light rail DC Power substation: unanchored | Earthquake | Peak Ground Acceleration (g) | 0
0.05 | E8.10b | Railway | Light rail DC Power substation: unanchored | Earthquake | Peak Ground Acceleration (g) | 0.008736
0.1 | E8.10b | Railway | Light rail DC Power substation: unanchored | Earthquake | Peak Ground Acceleration (g) | 0.070266
0.15 | E8.10b | Railway | Light rail DC Power substation: unanchored | Earthquake | Peak Ground Acceleration (g) | 0.15321
0.2 | E8.10b | Railway | Light rail DC Power substation: unanchored | Earthquake | Peak Ground Acceleration (g) | 0.24126
0.25 | E8.10b | Railway | Light rail DC Power substation: unanchored | Earthquake | Peak Ground Acceleration (g) | 0.3198
0.3 | E8.10b | Railway | Light rail DC Power substation: unanchored | Earthquake | Peak Ground Acceleration (g) | 0.38179
0.35 | E8.10b | Railway | Light rail DC Power substation: unanchored | Earthquake | Peak Ground Acceleration (g) | 0.4289
0.4 | E8.10b | Railway | Light rail DC Power substation: unanchored | Earthquake | Peak Ground Acceleration (g) | 0.46555
0.45 | E8.10b | Railway | Light rail DC Power substation: unanchored | Earthquake | Peak Ground Acceleration (g) | 0.4956
0.5 | E8.10b | Railway | Light rail DC Power substation: unanchored | Earthquake | Peak Ground Acceleration (g) | 0.52163
0.55 | E8.10b | Railway | Light rail DC Power substation: unanchored | Earthquake | Peak Ground Acceleration (g) | 0.54513
0.6 | E8.10b | Railway | Light rail DC Power substation: unanchored | Earthquake | Peak Ground Acceleration (g) | 0.56692
0.65 | E8.10b | Railway | Light rail DC Power substation: unanchored | Earthquake | Peak Ground Acceleration (g) | 0.58743
0.7 | E8.10b | Railway | Light rail DC Power substation: unanchored | Earthquake | Peak Ground Acceleration (g) | 0.60687
0.75 | E8.10b | Railway | Light rail DC Power substation: unanchored | Earthquake | Peak Ground Acceleration (g) | 0.62537
0.8 | E8.10b | Railway | Light rail DC Power substation: unanchored | Earthquake | Peak Ground Acceleration (g) | 0.64297
0.85 | E8.10b | Railway | Light rail DC Power substation: unanchored | Earthquake | Peak Ground Acceleration (g) | 0.65971
0.9 | E8.10b | Railway | Light rail DC Power substation: unanchored | Earthquake | Peak Ground Acceleration (g) | 0.67564
0.95 | E8.10b | Railway | Light rail DC Power substation: unanchored | Earthquake | Peak Ground Acceleration (g) | 0.69077
1 | E8.10b | Railway | Light rail DC Power substation: unanchored | Earthquake | Peak Ground Acceleration (g) | 0.70514
1.05 | E8.10b | Railway | Light rail DC Power substation: unanchored | Earthquake | Peak Ground Acceleration (g) | 0.71877
1.1 | E8.10b | Railway | Light rail DC Power substation: unanchored | Earthquake | Peak Ground Acceleration (g) | 0.7317
1.15 | E8.10b | Railway | Light rail DC Power substation: unanchored | Earthquake | Peak Ground Acceleration (g) | 0.74395
1.2 | E8.10b | Railway | Light rail DC Power substation: unanchored | Earthquake | Peak Ground Acceleration (g) | 0.75557
1.25 | E8.10b | Railway | Light rail DC Power substation: unanchored | Earthquake | Peak Ground Acceleration (g) | 0.76658
1.3 | E8.10b | Railway | Light rail DC Power substation: unanchored | Earthquake | Peak Ground Acceleration (g) | 0.77702
1.35 | E8.10b | Railway | Light rail DC Power substation: unanchored | Earthquake | Peak Ground Acceleration (g) | 0.78691
1.4 | E8.10b | Railway | Light rail DC Power substation: unanchored | Earthquake | Peak Ground Acceleration (g) | 0.79628
1.45 | E8.10b | Railway | Light rail DC Power substation: unanchored | Earthquake | Peak Ground Acceleration (g) | 0.80517
1.5 | E8.10b | Railway | Light rail DC Power substation: unanchored | Earthquake | Peak Ground Acceleration (g) | 0.8136
1.55 | E8.10b | Railway | Light rail DC Power substation: unanchored | Earthquake | Peak Ground Acceleration (g) | 0.82159
1.6 | E8.10b | Railway | Light rail DC Power substation: unanchored | Earthquake | Peak Ground Acceleration (g) | 0.82918
1.65 | E8.10b | Railway | Light rail DC Power substation: unanchored | Earthquake | Peak Ground Acceleration (g) | 0.83638
1.7 | E8.10b | Railway | Light rail DC Power substation: unanchored | Earthquake | Peak Ground Acceleration (g) | 0.84322
1.75 | E8.10b | Railway | Light rail DC Power substation: unanchored | Earthquake | Peak Ground Acceleration (g) | 0.84971
1.8 | E8.10b | Railway | Light rail DC Power substation: unanchored | Earthquake | Peak Ground Acceleration (g) | 0.85588
1.85 | E8.10b | Railway | Light rail DC Power substation: unanchored | Earthquake | Peak Ground Acceleration (g) | 0.86174
1.9 | E8.10b | Railway | Light rail DC Power substation: unanchored | Earthquake | Peak Ground Acceleration (g) | 0.86732
1.95 | E8.10b | Railway | Light rail DC Power substation: unanchored | Earthquake | Peak Ground Acceleration (g) | 0.87263
2 | E8.10b | Railway | Light rail DC Power substation: unanchored | Earthquake | Peak Ground Acceleration (g) | 0.87767
2.05 | E8.10b | Railway | Light rail DC Power substation: unanchored | Earthquake | Peak Ground Acceleration (g) | 0.88248
2.1 | E8.10b | Railway | Light rail DC Power substation: unanchored | Earthquake | Peak Ground Acceleration (g) | 0.88706
2.15 | E8.10b | Railway | Light rail DC Power substation: unanchored | Earthquake | Peak Ground Acceleration (g) | 0.89142
2.2 | E8.10b | Railway | Light rail DC Power substation: unanchored | Earthquake | Peak Ground Acceleration (g) | 0.89558
2.25 | E8.10b | Railway | Light rail DC Power substation: unanchored | Earthquake | Peak Ground Acceleration (g) | 0.89954
2.3 | E8.10b | Railway | Light rail DC Power substation: unanchored | Earthquake | Peak Ground Acceleration (g) | 0.90332
2.35 | E8.10b | Railway | Light rail DC Power substation: unanchored | Earthquake | Peak Ground Acceleration (g) | 0.90693
2.4 | E8.10b | Railway | Light rail DC Power substation: unanchored | Earthquake | Peak Ground Acceleration (g) | 0.91038
2.45 | E8.10b | Railway | Light rail DC Power substation: unanchored | Earthquake | Peak Ground Acceleration (g) | 0.91367
2.5 | E8.10b | Railway | Light rail DC Power substation: unanchored | Earthquake | Peak Ground Acceleration (g) | 0.91681
2.55 | E8.10b | Railway | Light rail DC Power substation: unanchored | Earthquake | Peak Ground Acceleration (g) | 0.91982
2.6 | E8.10b | Railway | Light rail DC Power substation: unanchored | Earthquake | Peak Ground Acceleration (g) | 0.92269
2.65 | E8.10b | Railway | Light rail DC Power substation: unanchored | Earthquake | Peak Ground Acceleration (g) | 0.92544
2.7 | E8.10b | Railway | Light rail DC Power substation: unanchored | Earthquake | Peak Ground Acceleration (g) | 0.92807
2.75 | E8.10b | Railway | Light rail DC Power substation: unanchored | Earthquake | Peak Ground Acceleration (g) | 0.93059
2.8 | E8.10b | Railway | Light rail DC Power substation: unanchored | Earthquake | Peak Ground Acceleration (g) | 0.933
2.85 | E8.10b | Railway | Light rail DC Power substation: unanchored | Earthquake | Peak Ground Acceleration (g) | 0.93531
2.9 | E8.10b | Railway | Light rail DC Power substation: unanchored | Earthquake | Peak Ground Acceleration (g) | 0.93752
2.95 | E8.10b | Railway | Light rail DC Power substation: unanchored | Earthquake | Peak Ground Acceleration (g) | 0.93964
3 | E8.10b | Railway | Light rail DC Power substation: unanchored | Earthquake | Peak Ground Acceleration (g) | 0.94168
3.05 | E8.10b | Railway | Light rail DC Power substation: unanchored | Earthquake | Peak Ground Acceleration (g) | 0.94363
3.1 | E8.10b | Railway | Light rail DC Power substation: unanchored | Earthquake | Peak Ground Acceleration (g) | 0.9455
3.15 | E8.10b | Railway | Light rail DC Power substation: unanchored | Earthquake | Peak Ground Acceleration (g) | 0.94729
3.2 | E8.10b | Railway | Light rail DC Power substation: unanchored | Earthquake | Peak Ground Acceleration (g) | 0.94902
3.25 | E8.10b | Railway | Light rail DC Power substation: unanchored | Earthquake | Peak Ground Acceleration (g) | 0.95067
3.3 | E8.10b | Railway | Light rail DC Power substation: unanchored | Earthquake | Peak Ground Acceleration (g) | 0.95226
3.35 | E8.10b | Railway | Light rail DC Power substation: unanchored | Earthquake | Peak Ground Acceleration (g) | 0.95379
3.4 | E8.10b | Railway | Light rail DC Power substation: unanchored | Earthquake | Peak Ground Acceleration (g) | 0.95526
3.45 | E8.10b | Railway | Light rail DC Power substation: unanchored | Earthquake | Peak Ground Acceleration (g) | 0.95668
3.5 | E8.10b | Railway | Light rail DC Power substation: unanchored | Earthquake | Peak Ground Acceleration (g) | 0.95803
3.55 | E8.10b | Railway | Light rail DC Power substation: unanchored | Earthquake | Peak Ground Acceleration (g) | 0.95934
3.6 | E8.10b | Railway | Light rail DC Power substation: unanchored | Earthquake | Peak Ground Acceleration (g) | 0.9606
3.65 | E8.10b | Railway | Light rail DC Power substation: unanchored | Earthquake | Peak Ground Acceleration (g) | 0.96181
3.7 | E8.10b | Railway | Light rail DC Power substation: unanchored | Earthquake | Peak Ground Acceleration (g) | 0.96298
3.75 | E8.10b | Railway | Light rail DC Power substation: unanchored | Earthquake | Peak Ground Acceleration (g) | 0.9641
3.8 | E8.10b | Railway | Light rail DC Power substation: unanchored | Earthquake | Peak Ground Acceleration (g) | 0.96518
3.85 | E8.10b | Railway | Light rail DC Power substation: unanchored | Earthquake | Peak Ground Acceleration (g) | 0.96623
3.9 | E8.10b | Railway | Light rail DC Power substation: unanchored | Earthquake | Peak Ground Acceleration (g) | 0.96723
3.95 | E8.10b | Railway | Light rail DC Power substation: unanchored | Earthquake | Peak Ground Acceleration (g) | 0.9682
4 | E8.10b | Railway | Light rail DC Power substation: unanchored | Earthquake | Peak Ground Acceleration (g) | 0.96913
0 | E9.1 | Airports | Anchored components with backup power | Earthquake | Peak Ground Acceleration (g) | 0
0.05 | E9.1 | Airports | Anchored components with backup power | Earthquake | Peak Ground Acceleration (g) | 0.00017496
0.1 | E9.1 | Airports | Anchored components with backup power | Earthquake | Peak Ground Acceleration (g) | 0.0077315
0.15 | E9.1 | Airports | Anchored components with backup power | Earthquake | Peak Ground Acceleration (g) | 0.035065
0.2 | E9.1 | Airports | Anchored components with backup power | Earthquake | Peak Ground Acceleration (g) | 0.080565
0.25 | E9.1 | Airports | Anchored components with backup power | Earthquake | Peak Ground Acceleration (g) | 0.13824
0.3 | E9.1 | Airports | Anchored components with backup power | Earthquake | Peak Ground Acceleration (g) | 0.20269
0.35 | E9.1 | Airports | Anchored components with backup power | Earthquake | Peak Ground Acceleration (g) | 0.26936
0.4 | E9.1 | Airports | Anchored components with backup power | Earthquake | Peak Ground Acceleration (g) | 0.33478
0.45 | E9.1 | Airports | Anchored components with backup power | Earthquake | Peak Ground Acceleration (g) | 0.39666
0.5 | E9.1 | Airports | Anchored components with backup power | Earthquake | Peak Ground Acceleration (g) | 0.45381
0.55 | E9.1 | Airports | Anchored components with backup power | Earthquake | Peak Ground Acceleration (g) | 0.50578
0.6 | E9.1 | Airports | Anchored components with backup power | Earthquake | Peak Ground Acceleration (g) | 0.55258
0.65 | E9.1 | Airports | Anchored components with backup power | Earthquake | Peak Ground Acceleration (g) | 0.59454
0.7 | E9.1 | Airports | Anchored components with backup power | Earthquake | Peak Ground Acceleration (g) | 0.63206
0.75 | E9.1 | Airports | Anchored components with backup power | Earthquake | Peak Ground Acceleration (g) | 0.66562
0.8 | E9.1 | Airports | Anchored components with backup power | Earthquake | Peak Ground Acceleration (g) | 0.69565
0.85 | E9.1 | Airports | Anchored components with backup power | Earthquake | Peak Ground Acceleration (g) | 0.72258
0.9 | E9.1 | Airports | Anchored components with backup power | Earthquake | Peak Ground Acceleration (g) | 0.74676
0.95 | E9.1 | Airports | Anchored components with backup power | Earthquake | Peak Ground Acceleration (g) | 0.76852
1 | E9.1 | Airports | Anchored components with backup power | Earthquake | Peak Ground Acceleration (g) | 0.78814
1.05 | E9.1 | Airports | Anchored components with backup power | Earthquake | Peak Ground Acceleration (g) | 0.80587
1.1 | E9.1 | Airports | Anchored components with backup power | Earthquake | Peak Ground Acceleration (g) | 0.82192
1.15 | E9.1 | Airports | Anchored components with backup power | Earthquake | Peak Ground Acceleration (g) | 0.83647
1.2 | E9.1 | Airports | Anchored components with backup power | Earthquake | Peak Ground Acceleration (g) | 0.84968
1.25 | E9.1 | Airports | Anchored components with backup power | Earthquake | Peak Ground Acceleration (g) | 0.86169
1.3 | E9.1 | Airports | Anchored components with backup power | Earthquake | Peak Ground Acceleration (g) | 0.87263
1.35 | E9.1 | Airports | Anchored components with backup power | Earthquake | Peak Ground Acceleration (g) | 0.88261
1.4 | E9.1 | Airports | Anchored components with backup power | Earthquake | Peak Ground Acceleration (g) | 0.89171
1.45 | E9.1 | Airports | Anchored components with backup power | Earthquake | Peak Ground Acceleration (g) | 0.90003
1.5 | E9.1 | Airports | Anchored components with backup power | Earthquake | Peak Ground Acceleration (g) | 0.90763
1.55 | E9.1 | Airports | Anchored components with backup power | Earthquake | Peak Ground Acceleration (g) | 0.9146
1.6 | E9.1 | Airports | Anchored components with backup power | Earthquake | Peak Ground Acceleration (g) | 0.92098
1.65 | E9.1 | Airports | Anchored components with backup power | Earthquake | Peak Ground Acceleration (g) | 0.92683
1.7 | E9.1 | Airports | Anchored components with backup power | Earthquake | Peak Ground Acceleration (g) | 0.9322
1.75 | E9.1 | Airports | Anchored components with backup power | Earthquake | Peak Ground Acceleration (g) | 0.93714
1.8 | E9.1 | Airports | Anchored components with backup power | Earthquake | Peak Ground Acceleration (g) | 0.94168
1.85 | E9.1 | Airports | Anchored components with backup power | Earthquake | Peak Ground Acceleration (g) | 0.94585
1.9 | E9.1 | Airports | Anchored components with backup power | Earthquake | Peak Ground Acceleration (g) | 0.94969
1.95 | E9.1 | Airports | Anchored components with backup power | Earthquake | Peak Ground Acceleration (g) | 0.95324
2 | E9.1 | Airports | Anchored components with backup power | Earthquake | Peak Ground Acceleration (g) | 0.9565
2.05 | E9.1 | Airports | Anchored components with backup power | Earthquake | Peak Ground Acceleration (g) | 0.95952
2.1 | E9.1 | Airports | Anchored components with backup power | Earthquake | Peak Ground Acceleration (g) | 0.9623
2.15 | E9.1 | Airports | Anchored components with backup power | Earthquake | Peak Ground Acceleration (g) | 0.96487
2.2 | E9.1 | Airports | Anchored components with backup power | Earthquake | Peak Ground Acceleration (g) | 0.96724
2.25 | E9.1 | Airports | Anchored components with backup power | Earthquake | Peak Ground Acceleration (g) | 0.96944
2.3 | E9.1 | Airports | Anchored components with backup power | Earthquake | Peak Ground Acceleration (g) | 0.97148
2.35 | E9.1 | Airports | Anchored components with backup power | Earthquake | Peak Ground Acceleration (g) | 0.97336
2.4 | E9.1 | Airports | Anchored components with backup power | Earthquake | Peak Ground Acceleration (g) | 0.97511
2.45 | E9.1 | Airports | Anchored components with backup power | Earthquake | Peak Ground Acceleration (g) | 0.97673
2.5 | E9.1 | Airports | Anchored components with backup power | Earthquake | Peak Ground Acceleration (g) | 0.97824
2.55 | E9.1 | Airports | Anchored components with backup power | Earthquake | Peak Ground Acceleration (g) | 0.97963
2.6 | E9.1 | Airports | Anchored components with backup power | Earthquake | Peak Ground Acceleration (g) | 0.98093
2.65 | E9.1 | Airports | Anchored components with backup power | Earthquake | Peak Ground Acceleration (g) | 0.98214
2.7 | E9.1 | Airports | Anchored components with backup power | Earthquake | Peak Ground Acceleration (g) | 0.98326
2.75 | E9.1 | Airports | Anchored components with backup power | Earthquake | Peak Ground Acceleration (g) | 0.9843
2.8 | E9.1 | Airports | Anchored components with backup power | Earthquake | Peak Ground Acceleration (g) | 0.98527
2.85 | E9.1 | Airports | Anchored components with backup power | Earthquake | Peak Ground Acceleration (g) | 0.98618
2.9 | E9.1 | Airports | Anchored components with backup power | Earthquake | Peak Ground Acceleration (g) | 0.98702
2.95 | E9.1 | Airports | Anchored components with backup power | Earthquake | Peak Ground Acceleration (g) | 0.98781
3 | E9.1 | Airports | Anchored components with backup power | Earthquake | Peak Ground Acceleration (g) | 0.98854
3.05 | E9.1 | Airports | Anchored components with backup power | Earthquake | Peak Ground Acceleration (g) | 0.98923
3.1 | E9.1 | Airports | Anchored components with backup power | Earthquake | Peak Ground Acceleration (g) | 0.98987
3.15 | E9.1 | Airports | Anchored components with backup power | Earthquake | Peak Ground Acceleration (g) | 0.99047
3.2 | E9.1 | Airports | Anchored components with backup power | Earthquake | Peak Ground Acceleration (g) | 0.99103
3.25 | E9.1 | Airports | Anchored components with backup power | Earthquake | Peak Ground Acceleration (g) | 0.99155
3.3 | E9.1 | Airports | Anchored components with backup power | Earthquake | Peak Ground Acceleration (g) | 0.99204
3.35 | E9.1 | Airports | Anchored components with backup power | Earthquake | Peak Ground Acceleration (g) | 0.99249
3.4 | E9.1 | Airports | Anchored components with backup power | Earthquake | Peak Ground Acceleration (g) | 0.99292
3.45 | E9.1 | Airports | Anchored components with backup power | Earthquake | Peak Ground Acceleration (g) | 0.99333
3.5 | E9.1 | Airports | Anchored components with backup power | Earthquake | Peak Ground Acceleration (g) | 0.9937
3.55 | E9.1 | Airports | Anchored components with backup power | Earthquake | Peak Ground Acceleration (g) | 0.99405
3.6 | E9.1 | Airports | Anchored components with backup power | Earthquake | Peak Ground Acceleration (g) | 0.99439
3.65 | E9.1 | Airports | Anchored components with backup power | Earthquake | Peak Ground Acceleration (g) | 0.9947
3.7 | E9.1 | Airports | Anchored components with backup power | Earthquake | Peak Ground Acceleration (g) | 0.99499
3.75 | E9.1 | Airports | Anchored components with backup power | Earthquake | Peak Ground Acceleration (g) | 0.99526
3.8 | E9.1 | Airports | Anchored components with backup power | Earthquake | Peak Ground Acceleration (g) | 0.99552
3.85 | E9.1 | Airports | Anchored components with backup power | Earthquake | Peak Ground Acceleration (g) | 0.99576
3.9 | E9.1 | Airports | Anchored components with backup power | Earthquake | Peak Ground Acceleration (g) | 0.99599
3.95 | E9.1 | Airports | Anchored components with backup power | Earthquake | Peak Ground Acceleration (g) | 0.9962
4 | E9.1 | Airports | Anchored components with backup power | Earthquake | Peak Ground Acceleration (g) | 0.99641
0 | E9.1a | Airports | Anchored components with backup power | Earthquake | Peak Ground Acceleration (g) | 0
0.05 | E9.1a | Airports | Anchored components with backup power | Earthquake | Peak Ground Acceleration (g) | 1.4218e-05
0.1 | E9.1a | Airports | Anchored components with backup power | Earthquake | Peak Ground Acceleration (g) | 0.00082186
0.15 | E9.1a | Airports | Anchored components with backup power | Earthquake | Peak Ground Acceleration (g) | 0.0054418
0.2 | E9.1a | Airports | Anchored components with backup power | Earthquake | Peak Ground Acceleration (g) | 0.017592
0.25 | E9.1a | Airports | Anchored components with backup power | Earthquake | Peak Ground Acceleration (g) | 0.038988
0.3 | E9.1a | Airports | Anchored components with backup power | Earthquake | Peak Ground Acceleration (g) | 0.068586
0.35 | E9.1a | Airports | Anchored components with backup power | Earthquake | Peak Ground Acceleration (g) | 0.10388
0.4 | E9.1a | Airports | Anchored components with backup power | Earthquake | Peak Ground Acceleration (g) | 0.14226
0.45 | E9.1a | Airports | Anchored components with backup power | Earthquake | Peak Ground Acceleration (g) | 0.18164
0.5 | E9.1a | Airports | Anchored components with backup power | Earthquake | Peak Ground Acceleration (g) | 0.22063
0.55 | E9.1a | Airports | Anchored components with backup power | Earthquake | Peak Ground Acceleration (g) | 0.25836
0.6 | E9.1a | Airports | Anchored components with backup power | Earthquake | Peak Ground Acceleration (g) | 0.29436
0.65 | E9.1a | Airports | Anchored components with backup power | Earthquake | Peak Ground Acceleration (g) | 0.32841
0.7 | E9.1a | Airports | Anchored components with backup power | Earthquake | Peak Ground Acceleration (g) | 0.36044
0.75 | E9.1a | Airports | Anchored components with backup power | Earthquake | Peak Ground Acceleration (g) | 0.39048
0.8 | E9.1a | Airports | Anchored components with backup power | Earthquake | Peak Ground Acceleration (g) | 0.41857
0.85 | E9.1a | Airports | Anchored components with backup power | Earthquake | Peak Ground Acceleration (g) | 0.44481
0.9 | E9.1a | Airports | Anchored components with backup power | Earthquake | Peak Ground Acceleration (g) | 0.46929
0.95 | E9.1a | Airports | Anchored components with backup power | Earthquake | Peak Ground Acceleration (g) | 0.49211
1 | E9.1a | Airports | Anchored components with backup power | Earthquake | Peak Ground Acceleration (g) | 0.51337
1.05 | E9.1a | Airports | Anchored components with backup power | Earthquake | Peak Ground Acceleration (g) | 0.53316
1.1 | E9.1a | Airports | Anchored components with backup power | Earthquake | Peak Ground Acceleration (g) | 0.55157
1.15 | E9.1a | Airports | Anchored components with backup power | Earthquake | Peak Ground Acceleration (g) | 0.5687
1.2 | E9.1a | Airports | Anchored components with backup power | Earthquake | Peak Ground Acceleration (g) | 0.58463
1.25 | E9.1a | Airports | Anchored components with backup power | Earthquake | Peak Ground Acceleration (g) | 0.59943
1.3 | E9.1a | Airports | Anchored components with backup power | Earthquake | Peak Ground Acceleration (g) | 0.61319
1.35 | E9.1a | Airports | Anchored components with backup power | Earthquake | Peak Ground Acceleration (g) | 0.62597
1.4 | E9.1a | Airports | Anchored components with backup power | Earthquake | Peak Ground Acceleration (g) | 0.63784
1.45 | E9.1a | Airports | Anchored components with backup power | Earthquake | Peak Ground Acceleration (g) | 0.64887
1.5 | E9.1a | Airports | Anchored components with backup power | Earthquake | Peak Ground Acceleration (g) | 0.65911
1.55 | E9.1a | Airports | Anchored components with backup power | Earthquake | Peak Ground Acceleration (g) | 0.66862
1.6 | E9.1a | Airports | Anchored components with backup power | Earthquake | Peak Ground Acceleration (g) | 0.67745
1.65 | E9.1a | Airports | Anchored components with backup power | Earthquake | Peak Ground Acceleration (g) | 0.68566
1.7 | E9.1a | Airports | Anchored components with backup power | Earthquake | Peak Ground Acceleration (g) | 0.69328
1.75 | E9.1a | Airports | Anchored components with backup power | Earthquake | Peak Ground Acceleration (g) | 0.70036
1.8 | E9.1a | Airports | Anchored components with backup power | Earthquake | Peak Ground Acceleration (g) | 0.70694
1.85 | E9.1a | Airports | Anchored components with backup power | Earthquake | Peak Ground Acceleration (g) | 0.71306
1.9 | E9.1a | Airports | Anchored components with backup power | Earthquake | Peak Ground Acceleration (g) | 0.71875
1.95 | E9.1a | Airports | Anchored components with backup power | Earthquake | Peak Ground Acceleration (g) | 0.72403
2 | E9.1a | Airports | Anchored components with backup power | Earthquake | Peak Ground Acceleration (g) | 0.72895
2.05 | E9.1a | Airports | Anchored components with backup power | Earthquake | Peak Ground Acceleration (g) | 0.73352
2.1 | E9.1a | Airports | Anchored components with backup power | Earthquake | Peak Ground Acceleration (g) | 0.73778
2.15 | E9.1a | Airports | Anchored components with backup power | Earthquake | Peak Ground Acceleration (g) | 0.74174
2.2 | E9.1a | Airports | Anchored components with backup power | Earthquake | Peak Ground Acceleration (g) | 0.74543
2.25 | E9.1a | Airports | Anchored components with backup power | Earthquake | Peak Ground Acceleration (g) | 0.74887
2.3 | E9.1a | Airports | Anchored components with backup power | Earthquake | Peak Ground Acceleration (g) | 0.75207
2.35 | E9.1a | Airports | Anchored components with backup power | Earthquake | Peak Ground Acceleration (g) | 0.75506
2.4 | E9.1a | Airports | Anchored components with backup power | Earthquake | Peak Ground Acceleration (g) | 0.75784
2.45 | E9.1a | Airports | Anchored components with backup power | Earthquake | Peak Ground Acceleration (g) | 0.76043
2.5 | E9.1a | Airports | Anchored components with backup power | Earthquake | Peak Ground Acceleration (g) | 0.76286
2.55 | E9.1a | Airports | Anchored components with backup power | Earthquake | Peak Ground Acceleration (g) | 0.76512
2.6 | E9.1a | Airports | Anchored components with backup power | Earthquake | Peak Ground Acceleration (g) | 0.76723
2.65 | E9.1a | Airports | Anchored components with backup power | Earthquake | Peak Ground Acceleration (g) | 0.7692
2.7 | E9.1a | Airports | Anchored components with backup power | Earthquake | Peak Ground Acceleration (g) | 0.77104
2.75 | E9.1a | Airports | Anchored components with backup power | Earthquake | Peak Ground Acceleration (g) | 0.77276
2.8 | E9.1a | Airports | Anchored components with backup power | Earthquake | Peak Ground Acceleration (g) | 0.77437
2.85 | E9.1a | Airports | Anchored components with backup power | Earthquake | Peak Ground Acceleration (g) | 0.77588
2.9 | E9.1a | Airports | Anchored components with backup power | Earthquake | Peak Ground Acceleration (g) | 0.77729
2.95 | E9.1a | Airports | Anchored components with backup power | Earthquake | Peak Ground Acceleration (g) | 0.77861
3 | E9.1a | Airports | Anchored components with backup power | Earthquake | Peak Ground Acceleration (g) | 0.77985
3.05 | E9.1a | Airports | Anchored components with backup power | Earthquake | Peak Ground Acceleration (g) | 0.78101
3.1 | E9.1a | Airports | Anchored components with backup power | Earthquake | Peak Ground Acceleration (g) | 0.78209
3.15 | E9.1a | Airports | Anchored components with backup power | Earthquake | Peak Ground Acceleration (g) | 0.78311
3.2 | E9.1a | Airports | Anchored components with backup power | Earthquake | Peak Ground Acceleration (g) | 0.78406
3.25 | E9.1a | Airports | Anchored components with backup power | Earthquake | Peak Ground Acceleration (g) | 0.78496
3.3 | E9.1a | Airports | Anchored components with backup power | Earthquake | Peak Ground Acceleration (g) | 0.7858
3.35 | E9.1a | Airports | Anchored components with backup power | Earthquake | Peak Ground Acceleration (g) | 0.78659
3.4 | E9.1a | Airports | Anchored components with backup power | Earthquake | Peak Ground Acceleration (g) | 0.78733
3.45 | E9.1a | Airports | Anchored components with backup power | Earthquake | Peak Ground Acceleration (g) | 0.78802
3.5 | E9.1a | Airports | Anchored components with backup power | Earthquake | Peak Ground Acceleration (g) | 0.78868
3.55 | E9.1a | Airports | Anchored components with backup power | Earthquake | Peak Ground Acceleration (g) | 0.78929
3.6 | E9.1a | Airports | Anchored components with backup power | Earthquake | Peak Ground Acceleration (g) | 0.78987
3.65 | E9.1a | Airports | Anchored components with backup power | Earthquake | Peak Ground Acceleration (g) | 0.79041
3.7 | E9.1a | Airports | Anchored components with backup power | Earthquake | Peak Ground Acceleration (g) | 0.79093
3.75 | E9.1a | Airports | Anchored components with backup power | Earthquake | Peak Ground Acceleration (g) | 0.79141
3.8 | E9.1a | Airports | Anchored components with backup power | Earthquake | Peak Ground Acceleration (g) | 0.79186
3.85 | E9.1a | Airports | Anchored components with backup power | Earthquake | Peak Ground Acceleration (g) | 0.79229
3.9 | E9.1a | Airports | Anchored components with backup power | Earthquake | Peak Ground Acceleration (g) | 0.79269
3.95 | E9.1a | Airports | Anchored components with backup power | Earthquake | Peak Ground Acceleration (g) | 0.79307
4 | E9.1a | Airports | Anchored components with backup power | Earthquake | Peak Ground Acceleration (g) | 0.79343
0 | E9.1b | Airports | Anchored components with backup power | Earthquake | Peak Ground Acceleration (g) | 0
0.05 | E9.1b | Airports | Anchored components with backup power | Earthquake | Peak Ground Acceleration (g) | 0.00017496
0.1 | E9.1b | Airports | Anchored components with backup power | Earthquake | Peak Ground Acceleration (g) | 0.0077315
0.15 | E9.1b | Airports | Anchored components with backup power | Earthquake | Peak Ground Acceleration (g) | 0.035065
0.2 | E9.1b | Airports | Anchored components with backup power | Earthquake | Peak Ground Acceleration (g) | 0.080565
0.25 | E9.1b | Airports | Anchored components with backup power | Earthquake | Peak Ground Acceleration (g) | 0.13824
0.3 | E9.1b | Airports | Anchored components with backup power | Earthquake | Peak Ground Acceleration (g) | 0.20269
0.35 | E9.1b | Airports | Anchored components with backup power | Earthquake | Peak Ground Acceleration (g) | 0.26936
0.4 | E9.1b | Airports | Anchored components with backup power | Earthquake | Peak Ground Acceleration (g) | 0.33478
0.45 | E9.1b | Airports | Anchored components with backup power | Earthquake | Peak Ground Acceleration (g) | 0.39666
0.5 | E9.1b | Airports | Anchored components with backup power | Earthquake | Peak Ground Acceleration (g) | 0.45381
0.55 | E9.1b | Airports | Anchored components with backup power | Earthquake | Peak Ground Acceleration (g) | 0.50578
0.6 | E9.1b | Airports | Anchored components with backup power | Earthquake | Peak Ground Acceleration (g) | 0.55258
0.65 | E9.1b | Airports | Anchored components with backup power | Earthquake | Peak Ground Acceleration (g) | 0.59454
0.7 | E9.1b | Airports | Anchored components with backup power | Earthquake | Peak Ground Acceleration (g) | 0.63206
0.75 | E9.1b | Airports | Anchored components with backup power | Earthquake | Peak Ground Acceleration (g) | 0.66562
0.8 | E9.1b | Airports | Anchored components with backup power | Earthquake | Peak Ground Acceleration (g) | 0.69565
0.85 | E9.1b | Airports | Anchored components with backup power | Earthquake | Peak Ground Acceleration (g) | 0.72258
0.9 | E9.1b | Airports | Anchored components with backup power | Earthquake | Peak Ground Acceleration (g) | 0.74676
0.95 | E9.1b | Airports | Anchored components with backup power | Earthquake | Peak Ground Acceleration (g) | 0.76852
1 | E9.1b | Airports | Anchored components with backup power | Earthquake | Peak Ground Acceleration (g) | 0.78814
1.05 | E9.1b | Airports | Anchored components with backup power | Earthquake | Peak Ground Acceleration (g) | 0.80587
1.1 | E9.1b | Airports | Anchored components with backup power | Earthquake | Peak Ground Acceleration (g) | 0.82192
1.15 | E9.1b | Airports | Anchored components with backup power | Earthquake | Peak Ground Acceleration (g) | 0.83647
1.2 | E9.1b | Airports | Anchored components with backup power | Earthquake | Peak Ground Acceleration (g) | 0.84968
1.25 | E9.1b | Airports | Anchored components with backup power | Earthquake | Peak Ground Acceleration (g) | 0.86169
1.3 | E9.1b | Airports | Anchored components with backup power | Earthquake | Peak Ground Acceleration (g) | 0.87263
1.35 | E9.1b | Airports | Anchored components with backup power | Earthquake | Peak Ground Acceleration (g) | 0.88261
1.4 | E9.1b | Airports | Anchored components with backup power | Earthquake | Peak Ground Acceleration (g) | 0.89171
1.45 | E9.1b | Airports | Anchored components with backup power | Earthquake | Peak Ground Acceleration (g) | 0.90003
1.5 | E9.1b | Airports | Anchored components with backup power | Earthquake | Peak Ground Acceleration (g) | 0.90763
1.55 | E9.1b | Airports | Anchored components with backup power | Earthquake | Peak Ground Acceleration (g) | 0.9146
1.6 | E9.1b | Airports | Anchored components with backup power | Earthquake | Peak Ground Acceleration (g) | 0.92098
1.65 | E9.1b | Airports | Anchored components with backup power | Earthquake | Peak Ground Acceleration (g) | 0.92683
1.7 | E9.1b | Airports | Anchored components with backup power | Earthquake | Peak Ground Acceleration (g) | 0.9322
1.75 | E9.1b | Airports | Anchored components with backup power | Earthquake | Peak Ground Acceleration (g) | 0.93714
1.8 | E9.1b | Airports | Anchored components with backup power | Earthquake | Peak Ground Acceleration (g) | 0.94168
1.85 | E9.1b | Airports | Anchored components with backup power | Earthquake | Peak Ground Acceleration (g) | 0.94585
1.9 | E9.1b | Airports | Anchored components with backup power | Earthquake | Peak Ground Acceleration (g) | 0.94969
1.95 | E9.1b | Airports | Anchored components with backup power | Earthquake | Peak Ground Acceleration (g) | 0.95324
2 | E9.1b | Airports | Anchored components with backup power | Earthquake | Peak Ground Acceleration (g) | 0.9565
2.05 | E9.1b | Airports | Anchored components with backup power | Earthquake | Peak Ground Acceleration (g) | 0.95952
2.1 | E9.1b | Airports | Anchored components with backup power | Earthquake | Peak Ground Acceleration (g) | 0.9623
2.15 | E9.1b | Airports | Anchored components with backup power | Earthquake | Peak Ground Acceleration (g) | 0.96487
2.2 | E9.1b | Airports | Anchored components with backup power | Earthquake | Peak Ground Acceleration (g) | 0.96724
2.25 | E9.1b | Airports | Anchored components with backup power | Earthquake | Peak Ground Acceleration (g) | 0.96944
2.3 | E9.1b | Airports | Anchored components with backup power | Earthquake | Peak Ground Acceleration (g) | 0.97148
2.35 | E9.1b | Airports | Anchored components with backup power | Earthquake | Peak Ground Acceleration (g) | 0.97336
2.4 | E9.1b | Airports | Anchored components with backup power | Earthquake | Peak Ground Acceleration (g) | 0.97511
2.45 | E9.1b | Airports | Anchored components with backup power | Earthquake | Peak Ground Acceleration (g) | 0.97673
2.5 | E9.1b | Airports | Anchored components with backup power | Earthquake | Peak Ground Acceleration (g) | 0.97824
2.55 | E9.1b | Airports | Anchored components with backup power | Earthquake | Peak Ground Acceleration (g) | 0.97963
2.6 | E9.1b | Airports | Anchored components with backup power | Earthquake | Peak Ground Acceleration (g) | 0.98093
2.65 | E9.1b | Airports | Anchored components with backup power | Earthquake | Peak Ground Acceleration (g) | 0.98214
2.7 | E9.1b | Airports | Anchored components with backup power | Earthquake | Peak Ground Acceleration (g) | 0.98326
2.75 | E9.1b | Airports | Anchored components with backup power | Earthquake | Peak Ground Acceleration (g) | 0.9843
2.8 | E9.1b | Airports | Anchored components with backup power | Earthquake | Peak Ground Acceleration (g) | 0.98527
2.85 | E9.1b | Airports | Anchored components with backup power | Earthquake | Peak Ground Acceleration (g) | 0.98618
2.9 | E9.1b | Airports | Anchored components with backup power | Earthquake | Peak Ground Acceleration (g) | 0.98702
2.95 | E9.1b | Airports | Anchored components with backup power | Earthquake | Peak Ground Acceleration (g) | 0.98781
3 | E9.1b | Airports | Anchored components with backup power | Earthquake | Peak Ground Acceleration (g) | 0.98854
3.05 | E9.1b | Airports | Anchored components with backup power | Earthquake | Peak Ground Acceleration (g) | 0.98923
3.1 | E9.1b | Airports | Anchored components with backup power | Earthquake | Peak Ground Acceleration (g) | 0.98987
3.15 | E9.1b | Airports | Anchored components with backup power | Earthquake | Peak Ground Acceleration (g) | 0.99047
3.2 | E9.1b | Airports | Anchored components with backup power | Earthquake | Peak Ground Acceleration (g) | 0.99103
3.25 | E9.1b | Airports | Anchored components with backup power | Earthquake | Peak Ground Acceleration (g) | 0.99155
3.3 | E9.1b | Airports | Anchored components with backup power | Earthquake | Peak Ground Acceleration (g) | 0.99204
3.35 | E9.1b | Airports | Anchored components with backup power | Earthquake | Peak Ground Acceleration (g) | 0.99249
3.4 | E9.1b | Airports | Anchored components with backup power | Earthquake | Peak Ground Acceleration (g) | 0.99292
3.45 | E9.1b | Airports | Anchored components with backup power | Earthquake | Peak Ground Acceleration (g) | 0.99333
3.5 | E9.1b | Airports | Anchored components with backup power | Earthquake | Peak Ground Acceleration (g) | 0.9937
3.55 | E9.1b | Airports | Anchored components with backup power | Earthquake | Peak Ground Acceleration (g) | 0.99405
3.6 | E9.1b | Airports | Anchored components with backup power | Earthquake | Peak Ground Acceleration (g) | 0.99439
3.65 | E9.1b | Airports | Anchored components with backup power | Earthquake | Peak Ground Acceleration (g) | 0.9947
3.7 | E9.1b | Airports | Anchored components with backup power | Earthquake | Peak Ground Acceleration (g) | 0.99499
3.75 | E9.1b | Airports | Anchored components with backup power | Earthquake | Peak Ground Acceleration (g) | 0.99526
3.8 | E9.1b | Airports | Anchored components with backup power | Earthquake | Peak Ground Acceleration (g) | 0.99552
3.85 | E9.1b | Airports | Anchored components with backup power | Earthquake | Peak Ground Acceleration (g) | 0.99576
3.9 | E9.1b | Airports | Anchored components with backup power | Earthquake | Peak Ground Acceleration (g) | 0.99599
3.95 | E9.1b | Airports | Anchored components with backup power | Earthquake | Peak Ground Acceleration (g) | 0.9962
4 | E9.1b | Airports | Anchored components with backup power | Earthquake | Peak Ground Acceleration (g) | 0.99641
0 | E9.2 | Airports | Anchored components w/o backup power | Earthquake | Peak Ground Acceleration (g) | 0
0.05 | E9.2 | Airports | Anchored components w/o backup power | Earthquake | Peak Ground Acceleration (g) | 0.0084552
0.1 | E9.2 | Airports | Anchored components w/o backup power | Earthquake | Peak Ground Acceleration (g) | 0.061794
0.15 | E9.2 | Airports | Anchored components w/o backup power | Earthquake | Peak Ground Acceleration (g) | 0.13181
0.2 | E9.2 | Airports | Anchored components w/o backup power | Earthquake | Peak Ground Acceleration (g) | 0.20303
0.25 | E9.2 | Airports | Anchored components w/o backup power | Earthquake | Peak Ground Acceleration (g) | 0.27085
0.3 | E9.2 | Airports | Anchored components w/o backup power | Earthquake | Peak Ground Acceleration (g) | 0.33305
0.35 | E9.2 | Airports | Anchored components w/o backup power | Earthquake | Peak Ground Acceleration (g) | 0.38919
0.4 | E9.2 | Airports | Anchored components w/o backup power | Earthquake | Peak Ground Acceleration (g) | 0.43974
0.45 | E9.2 | Airports | Anchored components w/o backup power | Earthquake | Peak Ground Acceleration (g) | 0.48548
0.5 | E9.2 | Airports | Anchored components w/o backup power | Earthquake | Peak Ground Acceleration (g) | 0.5271
0.55 | E9.2 | Airports | Anchored components w/o backup power | Earthquake | Peak Ground Acceleration (g) | 0.56515
0.6 | E9.2 | Airports | Anchored components w/o backup power | Earthquake | Peak Ground Acceleration (g) | 0.60007
0.65 | E9.2 | Airports | Anchored components w/o backup power | Earthquake | Peak Ground Acceleration (g) | 0.63216
0.7 | E9.2 | Airports | Anchored components w/o backup power | Earthquake | Peak Ground Acceleration (g) | 0.66168
0.75 | E9.2 | Airports | Anchored components w/o backup power | Earthquake | Peak Ground Acceleration (g) | 0.68883
0.8 | E9.2 | Airports | Anchored components w/o backup power | Earthquake | Peak Ground Acceleration (g) | 0.7138
0.85 | E9.2 | Airports | Anchored components w/o backup power | Earthquake | Peak Ground Acceleration (g) | 0.73674
0.9 | E9.2 | Airports | Anchored components w/o backup power | Earthquake | Peak Ground Acceleration (g) | 0.7578
0.95 | E9.2 | Airports | Anchored components w/o backup power | Earthquake | Peak Ground Acceleration (g) | 0.77713
1 | E9.2 | Airports | Anchored components w/o backup power | Earthquake | Peak Ground Acceleration (g) | 0.79487
1.05 | E9.2 | Airports | Anchored components w/o backup power | Earthquake | Peak Ground Acceleration (g) | 0.81113
1.1 | E9.2 | Airports | Anchored components w/o backup power | Earthquake | Peak Ground Acceleration (g) | 0.82603
1.15 | E9.2 | Airports | Anchored components w/o backup power | Earthquake | Peak Ground Acceleration (g) | 0.83969
1.2 | E9.2 | Airports | Anchored components w/o backup power | Earthquake | Peak Ground Acceleration (g) | 0.85221
1.25 | E9.2 | Airports | Anchored components w/o backup power | Earthquake | Peak Ground Acceleration (g) | 0.86369
1.3 | E9.2 | Airports | Anchored components w/o backup power | Earthquake | Peak Ground Acceleration (g) | 0.87421
1.35 | E9.2 | Airports | Anchored components w/o backup power | Earthquake | Peak Ground Acceleration (g) | 0.88385
1.4 | E9.2 | Airports | Anchored components w/o backup power | Earthquake | Peak Ground Acceleration (g) | 0.8927
1.45 | E9.2 | Airports | Anchored components w/o backup power | Earthquake | Peak Ground Acceleration (g) | 0.90081
1.5 | E9.2 | Airports | Anchored components w/o backup power | Earthquake | Peak Ground Acceleration (g) | 0.90826
1.55 | E9.2 | Airports | Anchored components w/o backup power | Earthquake | Peak Ground Acceleration (g) | 0.9151
1.6 | E9.2 | Airports | Anchored components w/o backup power | Earthquake | Peak Ground Acceleration (g) | 0.92138
1.65 | E9.2 | Airports | Anchored components w/o backup power | Earthquake | Peak Ground Acceleration (g) | 0.92715
1.7 | E9.2 | Airports | Anchored components w/o backup power | Earthquake | Peak Ground Acceleration (g) | 0.93246
1.75 | E9.2 | Airports | Anchored components w/o backup power | Earthquake | Peak Ground Acceleration (g) | 0.93735
1.8 | E9.2 | Airports | Anchored components w/o backup power | Earthquake | Peak Ground Acceleration (g) | 0.94184
1.85 | E9.2 | Airports | Anchored components w/o backup power | Earthquake | Peak Ground Acceleration (g) | 0.94599
1.9 | E9.2 | Airports | Anchored components w/o backup power | Earthquake | Peak Ground Acceleration (g) | 0.9498
1.95 | E9.2 | Airports | Anchored components w/o backup power | Earthquake | Peak Ground Acceleration (g) | 0.95333
2 | E9.2 | Airports | Anchored components w/o backup power | Earthquake | Peak Ground Acceleration (g) | 0.95658
2.05 | E9.2 | Airports | Anchored components w/o backup power | Earthquake | Peak Ground Acceleration (g) | 0.95957
2.1 | E9.2 | Airports | Anchored components w/o backup power | Earthquake | Peak Ground Acceleration (g) | 0.96235
2.15 | E9.2 | Airports | Anchored components w/o backup power | Earthquake | Peak Ground Acceleration (g) | 0.96491
2.2 | E9.2 | Airports | Anchored components w/o backup power | Earthquake | Peak Ground Acceleration (g) | 0.96728
2.25 | E9.2 | Airports | Anchored components w/o backup power | Earthquake | Peak Ground Acceleration (g) | 0.96947
2.3 | E9.2 | Airports | Anchored components w/o backup power | Earthquake | Peak Ground Acceleration (g) | 0.9715
2.35 | E9.2 | Airports | Anchored components w/o backup power | Earthquake | Peak Ground Acceleration (g) | 0.97338
2.4 | E9.2 | Airports | Anchored components w/o backup power | Earthquake | Peak Ground Acceleration (g) | 0.97513
2.45 | E9.2 | Airports | Anchored components w/o backup power | Earthquake | Peak Ground Acceleration (g) | 0.97675
2.5 | E9.2 | Airports | Anchored components w/o backup power | Earthquake | Peak Ground Acceleration (g) | 0.97825
2.55 | E9.2 | Airports | Anchored components w/o backup power | Earthquake | Peak Ground Acceleration (g) | 0.97964
2.6 | E9.2 | Airports | Anchored components w/o backup power | Earthquake | Peak Ground Acceleration (g) | 0.98094
2.65 | E9.2 | Airports | Anchored components w/o backup power | Earthquake | Peak Ground Acceleration (g) | 0.98214
2.7 | E9.2 | Airports | Anchored components w/o backup power | Earthquake | Peak Ground Acceleration (g) | 0.98326
2.75 | E9.2 | Airports | Anchored components w/o backup power | Earthquake | Peak Ground Acceleration (g) | 0.98431
2.8 | E9.2 | Airports | Anchored components w/o backup power | Earthquake | Peak Ground Acceleration (g) | 0.98528
2.85 | E9.2 | Airports | Anchored components w/o backup power | Earthquake | Peak Ground Acceleration (g) | 0.98618
2.9 | E9.2 | Airports | Anchored components w/o backup power | Earthquake | Peak Ground Acceleration (g) | 0.98702
2.95 | E9.2 | Airports | Anchored components w/o backup power | Earthquake | Peak Ground Acceleration (g) | 0.98781
3 | E9.2 | Airports | Anchored components w/o backup power | Earthquake | Peak Ground Acceleration (g) | 0.98854
3.05 | E9.2 | Airports | Anchored components w/o backup power | Earthquake | Peak Ground Acceleration (g) | 0.98923
3.1 | E9.2 | Airports | Anchored components w/o backup power | Earthquake | Peak Ground Acceleration (g) | 0.98987
3.15 | E9.2 | Airports | Anchored components w/o backup power | Earthquake | Peak Ground Acceleration (g) | 0.99047
3.2 | E9.2 | Airports | Anchored components w/o backup power | Earthquake | Peak Ground Acceleration (g) | 0.99103
3.25 | E9.2 | Airports | Anchored components w/o backup power | Earthquake | Peak Ground Acceleration (g) | 0.99155
3.3 | E9.2 | Airports | Anchored components w/o backup power | Earthquake | Peak Ground Acceleration (g) | 0.99204
3.35 | E9.2 | Airports | Anchored components w/o backup power | Earthquake | Peak Ground Acceleration (g) | 0.9925
3.4 | E9.2 | Airports | Anchored components w/o backup power | Earthquake | Peak Ground Acceleration (g) | 0.99292
3.45 | E9.2 | Airports | Anchored components w/o backup power | Earthquake | Peak Ground Acceleration (g) | 0.99333
3.5 | E9.2 | Airports | Anchored components w/o backup power | Earthquake | Peak Ground Acceleration (g) | 0.9937
3.55 | E9.2 | Airports | Anchored components w/o backup power | Earthquake | Peak Ground Acceleration (g) | 0.99406
3.6 | E9.2 | Airports | Anchored components w/o backup power | Earthquake | Peak Ground Acceleration (g) | 0.99439
3.65 | E9.2 | Airports | Anchored components w/o backup power | Earthquake | Peak Ground Acceleration (g) | 0.9947
3.7 | E9.2 | Airports | Anchored components w/o backup power | Earthquake | Peak Ground Acceleration (g) | 0.99499
3.75 | E9.2 | Airports | Anchored components w/o backup power | Earthquake | Peak Ground Acceleration (g) | 0.99526
3.8 | E9.2 | Airports | Anchored components w/o backup power | Earthquake | Peak Ground Acceleration (g) | 0.99552
3.85 | E9.2 | Airports | Anchored components w/o backup power | Earthquake | Peak Ground Acceleration (g) | 0.99576
3.9 | E9.2 | Airports | Anchored components w/o backup power | Earthquake | Peak Ground Acceleration (g) | 0.99599
3.95 | E9.2 | Airports | Anchored components w/o backup power | Earthquake | Peak Ground Acceleration (g) | 0.9962
4 | E9.2 | Airports | Anchored components w/o backup power | Earthquake | Peak Ground Acceleration (g) | 0.99641
0 | E9.2a | Airports | Anchored components w/o backup power | Earthquake | Peak Ground Acceleration (g) | 0
0.05 | E9.2a | Airports | Anchored components w/o backup power | Earthquake | Peak Ground Acceleration (g) | 0.00061201
0.1 | E9.2a | Airports | Anchored components w/o backup power | Earthquake | Peak Ground Acceleration (g) | 0.0072496
0.15 | E9.2a | Airports | Anchored components w/o backup power | Earthquake | Peak Ground Acceleration (g) | 0.025489
0.2 | E9.2a | Airports | Anchored components w/o backup power | Earthquake | Peak Ground Acceleration (g) | 0.054088
0.25 | E9.2a | Airports | Anchored components w/o backup power | Earthquake | Peak Ground Acceleration (g) | 0.087883
0.3 | E9.2a | Airports | Anchored components w/o backup power | Earthquake | Peak Ground Acceleration (g) | 0.12311
0.35 | E9.2a | Airports | Anchored components w/o backup power | Earthquake | Peak Ground Acceleration (g) | 0.15805
0.4 | E9.2a | Airports | Anchored components w/o backup power | Earthquake | Peak Ground Acceleration (g) | 0.19217
0.45 | E9.2a | Airports | Anchored components w/o backup power | Earthquake | Peak Ground Acceleration (g) | 0.22534
0.5 | E9.2a | Airports | Anchored components w/o backup power | Earthquake | Peak Ground Acceleration (g) | 0.25756
0.55 | E9.2a | Airports | Anchored components w/o backup power | Earthquake | Peak Ground Acceleration (g) | 0.28881
0.6 | E9.2a | Airports | Anchored components w/o backup power | Earthquake | Peak Ground Acceleration (g) | 0.31903
0.65 | E9.2a | Airports | Anchored components w/o backup power | Earthquake | Peak Ground Acceleration (g) | 0.34816
0.7 | E9.2a | Airports | Anchored components w/o backup power | Earthquake | Peak Ground Acceleration (g) | 0.37612
0.75 | E9.2a | Airports | Anchored components w/o backup power | Earthquake | Peak Ground Acceleration (g) | 0.40284
0.8 | E9.2a | Airports | Anchored components w/o backup power | Earthquake | Peak Ground Acceleration (g) | 0.42828
0.85 | E9.2a | Airports | Anchored components w/o backup power | Earthquake | Peak Ground Acceleration (g) | 0.45242
0.9 | E9.2a | Airports | Anchored components w/o backup power | Earthquake | Peak Ground Acceleration (g) | 0.47525
0.95 | E9.2a | Airports | Anchored components w/o backup power | Earthquake | Peak Ground Acceleration (g) | 0.49677
1 | E9.2a | Airports | Anchored components w/o backup power | Earthquake | Peak Ground Acceleration (g) | 0.51702
1.05 | E9.2a | Airports | Anchored components w/o backup power | Earthquake | Peak Ground Acceleration (g) | 0.53601
1.1 | E9.2a | Airports | Anchored components w/o backup power | Earthquake | Peak Ground Acceleration (g) | 0.55381
1.15 | E9.2a | Airports | Anchored components w/o backup power | Earthquake | Peak Ground Acceleration (g) | 0.57046
1.2 | E9.2a | Airports | Anchored components w/o backup power | Earthquake | Peak Ground Acceleration (g) | 0.58601
1.25 | E9.2a | Airports | Anchored components w/o backup power | Earthquake | Peak Ground Acceleration (g) | 0.60052
1.3 | E9.2a | Airports | Anchored components w/o backup power | Earthquake | Peak Ground Acceleration (g) | 0.61405
1.35 | E9.2a | Airports | Anchored components w/o backup power | Earthquake | Peak Ground Acceleration (g) | 0.62665
1.4 | E9.2a | Airports | Anchored components w/o backup power | Earthquake | Peak Ground Acceleration (g) | 0.63838
1.45 | E9.2a | Airports | Anchored components w/o backup power | Earthquake | Peak Ground Acceleration (g) | 0.6493
1.5 | E9.2a | Airports | Anchored components w/o backup power | Earthquake | Peak Ground Acceleration (g) | 0.65945
1.55 | E9.2a | Airports | Anchored components w/o backup power | Earthquake | Peak Ground Acceleration (g) | 0.66889
1.6 | E9.2a | Airports | Anchored components w/o backup power | Earthquake | Peak Ground Acceleration (g) | 0.67767
1.65 | E9.2a | Airports | Anchored components w/o backup power | Earthquake | Peak Ground Acceleration (g) | 0.68583
1.7 | E9.2a | Airports | Anchored components w/o backup power | Earthquake | Peak Ground Acceleration (g) | 0.69342
1.75 | E9.2a | Airports | Anchored components w/o backup power | Earthquake | Peak Ground Acceleration (g) | 0.70048
1.8 | E9.2a | Airports | Anchored components w/o backup power | Earthquake | Peak Ground Acceleration (g) | 0.70704
1.85 | E9.2a | Airports | Anchored components w/o backup power | Earthquake | Peak Ground Acceleration (g) | 0.71313
1.9 | E9.2a | Airports | Anchored components w/o backup power | Earthquake | Peak Ground Acceleration (g) | 0.71881
1.95 | E9.2a | Airports | Anchored components w/o backup power | Earthquake | Peak Ground Acceleration (g) | 0.72408
2 | E9.2a | Airports | Anchored components w/o backup power | Earthquake | Peak Ground Acceleration (g) | 0.72899
2.05 | E9.2a | Airports | Anchored components w/o backup power | Earthquake | Peak Ground Acceleration (g) | 0.73356
2.1 | E9.2a | Airports | Anchored components w/o backup power | Earthquake | Peak Ground Acceleration (g) | 0.73781
2.15 | E9.2a | Airports | Anchored components w/o backup power | Earthquake | Peak Ground Acceleration (g) | 0.74176
2.2 | E9.2a | Airports | Anchored components w/o backup power | Earthquake | Peak Ground Acceleration (g) | 0.74545
2.25 | E9.2a | Airports | Anchored components w/o backup power | Earthquake | Peak Ground Acceleration (g) | 0.74888
2.3 | E9.2a | Airports | Anchored components w/o backup power | Earthquake | Peak Ground Acceleration (g) | 0.75208
2.35 | E9.2a | Airports | Anchored components w/o backup power | Earthquake | Peak Ground Acceleration (g) | 0.75507
2.4 | E9.2a | Airports | Anchored components w/o backup power | Earthquake | Peak Ground Acceleration (g) | 0.75785
2.45 | E9.2a | Airports | Anchored components w/o backup power | Earthquake | Peak Ground Acceleration (g) | 0.76044
2.5 | E9.2a | Airports | Anchored components w/o backup power | Earthquake | Peak Ground Acceleration (g) | 0.76286
2.55 | E9.2a | Airports | Anchored components w/o backup power | Earthquake | Peak Ground Acceleration (g) | 0.76512
2.6 | E9.2a | Airports | Anchored components w/o backup power | Earthquake | Peak Ground Acceleration (g) | 0.76723
2.65 | E9.2a | Airports | Anchored components w/o backup power | Earthquake | Peak Ground Acceleration (g) | 0.7692
2.7 | E9.2a | Airports | Anchored components w/o backup power | Earthquake | Peak Ground Acceleration (g) | 0.77104
2.75 | E9.2a | Airports | Anchored components w/o backup power | Earthquake | Peak Ground Acceleration (g) | 0.77277
2.8 | E9.2a | Airports | Anchored components w/o backup power | Earthquake | Peak Ground Acceleration (g) | 0.77438
2.85 | E9.2a | Airports | Anchored components w/o backup power | Earthquake | Peak Ground Acceleration (g) | 0.77588
2.9 | E9.2a | Airports | Anchored components w/o backup power | Earthquake | Peak Ground Acceleration (g) | 0.77729
2.95 | E9.2a | Airports | Anchored components w/o backup power | Earthquake | Peak Ground Acceleration (g) | 0.77861
3 | E9.2a | Airports | Anchored components w/o backup power | Earthquake | Peak Ground Acceleration (g) | 0.77985
3.05 | E9.2a | Airports | Anchored components w/o backup power | Earthquake | Peak Ground Acceleration (g) | 0.78101
3.1 | E9.2a | Airports | Anchored components w/o backup power | Earthquake | Peak Ground Acceleration (g) | 0.78209
3.15 | E9.2a | Airports | Anchored components w/o backup power | Earthquake | Peak Ground Acceleration (g) | 0.78311
3.2 | E9.2a | Airports | Anchored components w/o backup power | Earthquake | Peak Ground Acceleration (g) | 0.78406
3.25 | E9.2a | Airports | Anchored components w/o backup power | Earthquake | Peak Ground Acceleration (g) | 0.78496
3.3 | E9.2a | Airports | Anchored components w/o backup power | Earthquake | Peak Ground Acceleration (g) | 0.7858
3.35 | E9.2a | Airports | Anchored components w/o backup power | Earthquake | Peak Ground Acceleration (g) | 0.78659
3.4 | E9.2a | Airports | Anchored components w/o backup power | Earthquake | Peak Ground Acceleration (g) | 0.78733
3.45 | E9.2a | Airports | Anchored components w/o backup power | Earthquake | Peak Ground Acceleration (g) | 0.78802
3.5 | E9.2a | Airports | Anchored components w/o backup power | Earthquake | Peak Ground Acceleration (g) | 0.78868
3.55 | E9.2a | Airports | Anchored components w/o backup power | Earthquake | Peak Ground Acceleration (g) | 0.78929
3.6 | E9.2a | Airports | Anchored components w/o backup power | Earthquake | Peak Ground Acceleration (g) | 0.78987
3.65 | E9.2a | Airports | Anchored components w/o backup power | Earthquake | Peak Ground Acceleration (g) | 0.79041
3.7 | E9.2a | Airports | Anchored components w/o backup power | Earthquake | Peak Ground Acceleration (g) | 0.79093
3.75 | E9.2a | Airports | Anchored components w/o backup power | Earthquake | Peak Ground Acceleration (g) | 0.79141
3.8 | E9.2a | Airports | Anchored components w/o backup power | Earthquake | Peak Ground Acceleration (g) | 0.79186
3.85 | E9.2a | Airports | Anchored components w/o backup power | Earthquake | Peak Ground Acceleration (g) | 0.79229
3.9 | E9.2a | Airports | Anchored components w/o backup power | Earthquake | Peak Ground Acceleration (g) | 0.79269
3.95 | E9.2a | Airports | Anchored components w/o backup power | Earthquake | Peak Ground Acceleration (g) | 0.79307
4 | E9.2a | Airports | Anchored components w/o backup power | Earthquake | Peak Ground Acceleration (g) | 0.79343
0 | E9.2b | Airports | Anchored components w/o backup power | Earthquake | Peak Ground Acceleration (g) | 0
0.05 | E9.2b | Airports | Anchored components w/o backup power | Earthquake | Peak Ground Acceleration (g) | 0.0084552
0.1 | E9.2b | Airports | Anchored components w/o backup power | Earthquake | Peak Ground Acceleration (g) | 0.061794
0.15 | E9.2b | Airports | Anchored components w/o backup power | Earthquake | Peak Ground Acceleration (g) | 0.13181
0.2 | E9.2b | Airports | Anchored components w/o backup power | Earthquake | Peak Ground Acceleration (g) | 0.20303
0.25 | E9.2b | Airports | Anchored components w/o backup power | Earthquake | Peak Ground Acceleration (g) | 0.27085
0.3 | E9.2b | Airports | Anchored components w/o backup power | Earthquake | Peak Ground Acceleration (g) | 0.33305
0.35 | E9.2b | Airports | Anchored components w/o backup power | Earthquake | Peak Ground Acceleration (g) | 0.38919
0.4 | E9.2b | Airports | Anchored components w/o backup power | Earthquake | Peak Ground Acceleration (g) | 0.43974
0.45 | E9.2b | Airports | Anchored components w/o backup power | Earthquake | Peak Ground Acceleration (g) | 0.48548
0.5 | E9.2b | Airports | Anchored components w/o backup power | Earthquake | Peak Ground Acceleration (g) | 0.5271
0.55 | E9.2b | Airports | Anchored components w/o backup power | Earthquake | Peak Ground Acceleration (g) | 0.56515
0.6 | E9.2b | Airports | Anchored components w/o backup power | Earthquake | Peak Ground Acceleration (g) | 0.60007
0.65 | E9.2b | Airports | Anchored components w/o backup power | Earthquake | Peak Ground Acceleration (g) | 0.63216
0.7 | E9.2b | Airports | Anchored components w/o backup power | Earthquake | Peak Ground Acceleration (g) | 0.66168
0.75 | E9.2b | Airports | Anchored components w/o backup power | Earthquake | Peak Ground Acceleration (g) | 0.68883
0.8 | E9.2b | Airports | Anchored components w/o backup power | Earthquake | Peak Ground Acceleration (g) | 0.7138
0.85 | E9.2b | Airports | Anchored components w/o backup power | Earthquake | Peak Ground Acceleration (g) | 0.73674
0.9 | E9.2b | Airports | Anchored components w/o backup power | Earthquake | Peak Ground Acceleration (g) | 0.7578
0.95 | E9.2b | Airports | Anchored components w/o backup power | Earthquake | Peak Ground Acceleration (g) | 0.77713
1 | E9.2b | Airports | Anchored components w/o backup power | Earthquake | Peak Ground Acceleration (g) | 0.79487
1.05 | E9.2b | Airports | Anchored components w/o backup power | Earthquake | Peak Ground Acceleration (g) | 0.81113
1.1 | E9.2b | Airports | Anchored components w/o backup power | Earthquake | Peak Ground Acceleration (g) | 0.82603
1.15 | E9.2b | Airports | Anchored components w/o backup power | Earthquake | Peak Ground Acceleration (g) | 0.83969
1.2 | E9.2b | Airports | Anchored components w/o backup power | Earthquake | Peak Ground Acceleration (g) | 0.85221
1.25 | E9.2b | Airports | Anchored components w/o backup power | Earthquake | Peak Ground Acceleration (g) | 0.86369
1.3 | E9.2b | Airports | Anchored components w/o backup power | Earthquake | Peak Ground Acceleration (g) | 0.87421
1.35 | E9.2b | Airports | Anchored components w/o backup power | Earthquake | Peak Ground Acceleration (g) | 0.88385
1.4 | E9.2b | Airports | Anchored components w/o backup power | Earthquake | Peak Ground Acceleration (g) | 0.8927
1.45 | E9.2b | Airports | Anchored components w/o backup power | Earthquake | Peak Ground Acceleration (g) | 0.90081
1.5 | E9.2b | Airports | Anchored components w/o backup power | Earthquake | Peak Ground Acceleration (g) | 0.90826
1.55 | E9.2b | Airports | Anchored components w/o backup power | Earthquake | Peak Ground Acceleration (g) | 0.9151
1.6 | E9.2b | Airports | Anchored components w/o backup power | Earthquake | Peak Ground Acceleration (g) | 0.92138
1.65 | E9.2b | Airports | Anchored components w/o backup power | Earthquake | Peak Ground Acceleration (g) | 0.92715
1.7 | E9.2b | Airports | Anchored components w/o backup power | Earthquake | Peak Ground Acceleration (g) | 0.93246
1.75 | E9.2b | Airports | Anchored components w/o backup power | Earthquake | Peak Ground Acceleration (g) | 0.93735
1.8 | E9.2b | Airports | Anchored components w/o backup power | Earthquake | Peak Ground Acceleration (g) | 0.94184
1.85 | E9.2b | Airports | Anchored components w/o backup power | Earthquake | Peak Ground Acceleration (g) | 0.94599
1.9 | E9.2b | Airports | Anchored components w/o backup power | Earthquake | Peak Ground Acceleration (g) | 0.9498
1.95 | E9.2b | Airports | Anchored components w/o backup power | Earthquake | Peak Ground Acceleration (g) | 0.95333
2 | E9.2b | Airports | Anchored components w/o backup power | Earthquake | Peak Ground Acceleration (g) | 0.95658
2.05 | E9.2b | Airports | Anchored components w/o backup power | Earthquake | Peak Ground Acceleration (g) | 0.95957
2.1 | E9.2b | Airports | Anchored components w/o backup power | Earthquake | Peak Ground Acceleration (g) | 0.96235
2.15 | E9.2b | Airports | Anchored components w/o backup power | Earthquake | Peak Ground Acceleration (g) | 0.96491
2.2 | E9.2b | Airports | Anchored components w/o backup power | Earthquake | Peak Ground Acceleration (g) | 0.96728
2.25 | E9.2b | Airports | Anchored components w/o backup power | Earthquake | Peak Ground Acceleration (g) | 0.96947
2.3 | E9.2b | Airports | Anchored components w/o backup power | Earthquake | Peak Ground Acceleration (g) | 0.9715
2.35 | E9.2b | Airports | Anchored components w/o backup power | Earthquake | Peak Ground Acceleration (g) | 0.97338
2.4 | E9.2b | Airports | Anchored components w/o backup power | Earthquake | Peak Ground Acceleration (g) | 0.97513
2.45 | E9.2b | Airports | Anchored components w/o backup power | Earthquake | Peak Ground Acceleration (g) | 0.97675
2.5 | E9.2b | Airports | Anchored components w/o backup power | Earthquake | Peak Ground Acceleration (g) | 0.97825
2.55 | E9.2b | Airports | Anchored components w/o backup power | Earthquake | Peak Ground Acceleration (g) | 0.97964
2.6 | E9.2b | Airports | Anchored components w/o backup power | Earthquake | Peak Ground Acceleration (g) | 0.98094
2.65 | E9.2b | Airports | Anchored components w/o backup power | Earthquake | Peak Ground Acceleration (g) | 0.98214
2.7 | E9.2b | Airports | Anchored components w/o backup power | Earthquake | Peak Ground Acceleration (g) | 0.98326
2.75 | E9.2b | Airports | Anchored components w/o backup power | Earthquake | Peak Ground Acceleration (g) | 0.98431
2.8 | E9.2b | Airports | Anchored components w/o backup power | Earthquake | Peak Ground Acceleration (g) | 0.98528
2.85 | E9.2b | Airports | Anchored components w/o backup power | Earthquake | Peak Ground Acceleration (g) | 0.98618
2.9 | E9.2b | Airports | Anchored components w/o backup power | Earthquake | Peak Ground Acceleration (g) | 0.98702
2.95 | E9.2b | Airports | Anchored components w/o backup power | Earthquake | Peak Ground Acceleration (g) | 0.98781
3 | E9.2b | Airports | Anchored components w/o backup power | Earthquake | Peak Ground Acceleration (g) | 0.98854
3.05 | E9.2b | Airports | Anchored components w/o backup power | Earthquake | Peak Ground Acceleration (g) | 0.98923
3.1 | E9.2b | Airports | Anchored components w/o backup power | Earthquake | Peak Ground Acceleration (g) | 0.98987
3.15 | E9.2b | Airports | Anchored components w/o backup power | Earthquake | Peak Ground Acceleration (g) | 0.99047
3.2 | E9.2b | Airports | Anchored components w/o backup power | Earthquake | Peak Ground Acceleration (g) | 0.99103
3.25 | E9.2b | Airports | Anchored components w/o backup power | Earthquake | Peak Ground Acceleration (g) | 0.99155
3.3 | E9.2b | Airports | Anchored components w/o backup power | Earthquake | Peak Ground Acceleration (g) | 0.99204
3.35 | E9.2b | Airports | Anchored components w/o backup power | Earthquake | Peak Ground Acceleration (g) | 0.9925
3.4 | E9.2b | Airports | Anchored components w/o backup power | Earthquake | Peak Ground Acceleration (g) | 0.99292
3.45 | E9.2b | Airports | Anchored components w/o backup power | Earthquake | Peak Ground Acceleration (g) | 0.99333
3.5 | E9.2b | Airports | Anchored components w/o backup power | Earthquake | Peak Ground Acceleration (g) | 0.9937
3.55 | E9.2b | Airports | Anchored components w/o backup power | Earthquake | Peak Ground Acceleration (g) | 0.99406
3.6 | E9.2b | Airports | Anchored components w/o backup power | Earthquake | Peak Ground Acceleration (g) | 0.99439
3.65 | E9.2b | Airports | Anchored components w/o backup power | Earthquake | Peak Ground Acceleration (g) | 0.9947
3.7 | E9.2b | Airports | Anchored components w/o backup power | Earthquake | Peak Ground Acceleration (g) | 0.99499
3.75 | E9.2b | Airports | Anchored components w/o backup power | Earthquake | Peak Ground Acceleration (g) | 0.99526
3.8 | E9.2b | Airports | Anchored components w/o backup power | Earthquake | Peak Ground Acceleration (g) | 0.99552
3.85 | E9.2b | Airports | Anchored components w/o backup power | Earthquake | Peak Ground Acceleration (g) | 0.99576
3.9 | E9.2b | Airports | Anchored components w/o backup power | Earthquake | Peak Ground Acceleration (g) | 0.99599
3.95 | E9.2b | Airports | Anchored components w/o backup power | Earthquake | Peak Ground Acceleration (g) | 0.9962
4 | E9.2b | Airports | Anchored components w/o backup power | Earthquake | Peak Ground Acceleration (g) | 0.99641
0 | E9.3 | Airports | Unanchored components with backup power | Earthquake | Peak Ground Acceleration (g) | 0
0.05 | E9.3 | Airports | Unanchored components with backup power | Earthquake | Peak Ground Acceleration (g) | 0.015885
0.1 | E9.3 | Airports | Unanchored components with backup power | Earthquake | Peak Ground Acceleration (g) | 0.088809
0.15 | E9.3 | Airports | Unanchored components with backup power | Earthquake | Peak Ground Acceleration (g) | 0.17554
0.2 | E9.3 | Airports | Unanchored components with backup power | Earthquake | Peak Ground Acceleration (g) | 0.26291
0.25 | E9.3 | Airports | Unanchored components with backup power | Earthquake | Peak Ground Acceleration (g) | 0.34502
0.3 | E9.3 | Airports | Unanchored components with backup power | Earthquake | Peak Ground Acceleration (g) | 0.41907
0.35 | E9.3 | Airports | Unanchored components with backup power | Earthquake | Peak Ground Acceleration (g) | 0.48471
0.4 | E9.3 | Airports | Unanchored components with backup power | Earthquake | Peak Ground Acceleration (g) | 0.54262
0.45 | E9.3 | Airports | Unanchored components with backup power | Earthquake | Peak Ground Acceleration (g) | 0.59372
0.5 | E9.3 | Airports | Unanchored components with backup power | Earthquake | Peak Ground Acceleration (g) | 0.63888
0.55 | E9.3 | Airports | Unanchored components with backup power | Earthquake | Peak Ground Acceleration (g) | 0.67883
0.6 | E9.3 | Airports | Unanchored components with backup power | Earthquake | Peak Ground Acceleration (g) | 0.71419
0.65 | E9.3 | Airports | Unanchored components with backup power | Earthquake | Peak Ground Acceleration (g) | 0.7455
0.7 | E9.3 | Airports | Unanchored components with backup power | Earthquake | Peak Ground Acceleration (g) | 0.77321
0.75 | E9.3 | Airports | Unanchored components with backup power | Earthquake | Peak Ground Acceleration (g) | 0.79776
0.8 | E9.3 | Airports | Unanchored components with backup power | Earthquake | Peak Ground Acceleration (g) | 0.81949
0.85 | E9.3 | Airports | Unanchored components with backup power | Earthquake | Peak Ground Acceleration (g) | 0.83875
0.9 | E9.3 | Airports | Unanchored components with backup power | Earthquake | Peak Ground Acceleration (g) | 0.85581
0.95 | E9.3 | Airports | Unanchored components with backup power | Earthquake | Peak Ground Acceleration (g) | 0.87093
1 | E9.3 | Airports | Unanchored components with backup power | Earthquake | Peak Ground Acceleration (g) | 0.88435
1.05 | E9.3 | Airports | Unanchored components with backup power | Earthquake | Peak Ground Acceleration (g) | 0.89626
1.1 | E9.3 | Airports | Unanchored components with backup power | Earthquake | Peak Ground Acceleration (g) | 0.90684
1.15 | E9.3 | Airports | Unanchored components with backup power | Earthquake | Peak Ground Acceleration (g) | 0.91624
1.2 | E9.3 | Airports | Unanchored components with backup power | Earthquake | Peak Ground Acceleration (g) | 0.92462
1.25 | E9.3 | Airports | Unanchored components with backup power | Earthquake | Peak Ground Acceleration (g) | 0.93208
1.3 | E9.3 | Airports | Unanchored components with backup power | Earthquake | Peak Ground Acceleration (g) | 0.93873
1.35 | E9.3 | Airports | Unanchored components with backup power | Earthquake | Peak Ground Acceleration (g) | 0.94467
1.4 | E9.3 | Airports | Unanchored components with backup power | Earthquake | Peak Ground Acceleration (g) | 0.94998
1.45 | E9.3 | Airports | Unanchored components with backup power | Earthquake | Peak Ground Acceleration (g) | 0.95473
1.5 | E9.3 | Airports | Unanchored components with backup power | Earthquake | Peak Ground Acceleration (g) | 0.95899
1.55 | E9.3 | Airports | Unanchored components with backup power | Earthquake | Peak Ground Acceleration (g) | 0.9628
1.6 | E9.3 | Airports | Unanchored components with backup power | Earthquake | Peak Ground Acceleration (g) | 0.96623
1.65 | E9.3 | Airports | Unanchored components with backup power | Earthquake | Peak Ground Acceleration (g) | 0.96931
1.7 | E9.3 | Airports | Unanchored components with backup power | Earthquake | Peak Ground Acceleration (g) | 0.97208
1.75 | E9.3 | Airports | Unanchored components with backup power | Earthquake | Peak Ground Acceleration (g) | 0.97457
1.8 | E9.3 | Airports | Unanchored components with backup power | Earthquake | Peak Ground Acceleration (g) | 0.97682
1.85 | E9.3 | Airports | Unanchored components with backup power | Earthquake | Peak Ground Acceleration (g) | 0.97885
1.9 | E9.3 | Airports | Unanchored components with backup power | Earthquake | Peak Ground Acceleration (g) | 0.98069
1.95 | E9.3 | Airports | Unanchored components with backup power | Earthquake | Peak Ground Acceleration (g) | 0.98235
2 | E9.3 | Airports | Unanchored components with backup power | Earthquake | Peak Ground Acceleration (g) | 0.98385
2.05 | E9.3 | Airports | Unanchored components with backup power | Earthquake | Peak Ground Acceleration (g) | 0.98521
2.1 | E9.3 | Airports | Unanchored components with backup power | Earthquake | Peak Ground Acceleration (g) | 0.98645
2.15 | E9.3 | Airports | Unanchored components with backup power | Earthquake | Peak Ground Acceleration (g) | 0.98757
2.2 | E9.3 | Airports | Unanchored components with backup power | Earthquake | Peak Ground Acceleration (g) | 0.98859
2.25 | E9.3 | Airports | Unanchored components with backup power | Earthquake | Peak Ground Acceleration (g) | 0.98951
2.3 | E9.3 | Airports | Unanchored components with backup power | Earthquake | Peak Ground Acceleration (g) | 0.99036
2.35 | E9.3 | Airports | Unanchored components with backup power | Earthquake | Peak Ground Acceleration (g) | 0.99113
2.4 | E9.3 | Airports | Unanchored components with backup power | Earthquake | Peak Ground Acceleration (g) | 0.99183
2.45 | E9.3 | Airports | Unanchored components with backup power | Earthquake | Peak Ground Acceleration (g) | 0.99247
2.5 | E9.3 | Airports | Unanchored components with backup power | Earthquake | Peak Ground Acceleration (g) | 0.99305
2.55 | E9.3 | Airports | Unanchored components with backup power | Earthquake | Peak Ground Acceleration (g) | 0.99359
2.6 | E9.3 | Airports | Unanchored components with backup power | Earthquake | Peak Ground Acceleration (g) | 0.99408
2.65 | E9.3 | Airports | Unanchored components with backup power | Earthquake | Peak Ground Acceleration (g) | 0.99453
2.7 | E9.3 | Airports | Unanchored components with backup power | Earthquake | Peak Ground Acceleration (g) | 0.99494
2.75 | E9.3 | Airports | Unanchored components with backup power | Earthquake | Peak Ground Acceleration (g) | 0.99532
2.8 | E9.3 | Airports | Unanchored components with backup power | Earthquake | Peak Ground Acceleration (g) | 0.99566
2.85 | E9.3 | Airports | Unanchored components with backup power | Earthquake | Peak Ground Acceleration (g) | 0.99598
2.9 | E9.3 | Airports | Unanchored components with backup power | Earthquake | Peak Ground Acceleration (g) | 0.99627
2.95 | E9.3 | Airports | Unanchored components with backup power | Earthquake | Peak Ground Acceleration (g) | 0.99654
3 | E9.3 | Airports | Unanchored components with backup power | Earthquake | Peak Ground Acceleration (g) | 0.99679
3.05 | E9.3 | Airports | Unanchored components with backup power | Earthquake | Peak Ground Acceleration (g) | 0.99702
3.1 | E9.3 | Airports | Unanchored components with backup power | Earthquake | Peak Ground Acceleration (g) | 0.99723
3.15 | E9.3 | Airports | Unanchored components with backup power | Earthquake | Peak Ground Acceleration (g) | 0.99742
3.2 | E9.3 | Airports | Unanchored components with backup power | Earthquake | Peak Ground Acceleration (g) | 0.9976
3.25 | E9.3 | Airports | Unanchored components with backup power | Earthquake | Peak Ground Acceleration (g) | 0.99777
3.3 | E9.3 | Airports | Unanchored components with backup power | Earthquake | Peak Ground Acceleration (g) | 0.99792
3.35 | E9.3 | Airports | Unanchored components with backup power | Earthquake | Peak Ground Acceleration (g) | 0.99806
3.4 | E9.3 | Airports | Unanchored components with backup power | Earthquake | Peak Ground Acceleration (g) | 0.99819
3.45 | E9.3 | Airports | Unanchored components with backup power | Earthquake | Peak Ground Acceleration (g) | 0.99831
3.5 | E9.3 | Airports | Unanchored components with backup power | Earthquake | Peak Ground Acceleration (g) | 0.99842
3.55 | E9.3 | Airports | Unanchored components with backup power | Earthquake | Peak Ground Acceleration (g) | 0.99853
3.6 | E9.3 | Airports | Unanchored components with backup power | Earthquake | Peak Ground Acceleration (g) | 0.99862
3.65 | E9.3 | Airports | Unanchored components with backup power | Earthquake | Peak Ground Acceleration (g) | 0.99871
3.7 | E9.3 | Airports | Unanchored components with backup power | Earthquake | Peak Ground Acceleration (g) | 0.9988
3.75 | E9.3 | Airports | Unanchored components with backup power | Earthquake | Peak Ground Acceleration (g) | 0.99887
3.8 | E9.3 | Airports | Unanchored components with backup power | Earthquake | Peak Ground Acceleration (g) | 0.99895
3.85 | E9.3 | Airports | Unanchored components with backup power | Earthquake | Peak Ground Acceleration (g) | 0.99901
3.9 | E9.3 | Airports | Unanchored components with backup power | Earthquake | Peak Ground Acceleration (g) | 0.99908
3.95 | E9.3 | Airports | Unanchored components with backup power | Earthquake | Peak Ground Acceleration (g) | 0.99913
4 | E9.3 | Airports | Unanchored components with backup power | Earthquake | Peak Ground Acceleration (g) | 0.99919
0 | E9.3a | Airports | Unanchored components with backup power | Earthquake | Peak Ground Acceleration (g) | 0
0.05 | E9.3a | Airports | Unanchored components with backup power | Earthquake | Peak Ground Acceleration (g) | 0.0012181
0.1 | E9.3a | Airports | Unanchored components with backup power | Earthquake | Peak Ground Acceleration (g) | 0.012926
0.15 | E9.3a | Airports | Unanchored components with backup power | Earthquake | Peak Ground Acceleration (g) | 0.042801
0.2 | E9.3a | Airports | Unanchored components with backup power | Earthquake | Peak Ground Acceleration (g) | 0.08579
0.25 | E9.3a | Airports | Unanchored components with backup power | Earthquake | Peak Ground Acceleration (g) | 0.13392
0.3 | E9.3a | Airports | Unanchored components with backup power | Earthquake | Peak Ground Acceleration (g) | 0.18271
0.35 | E9.3a | Airports | Unanchored components with backup power | Earthquake | Peak Ground Acceleration (g) | 0.23029
0.4 | E9.3a | Airports | Unanchored components with backup power | Earthquake | Peak Ground Acceleration (g) | 0.27591
0.45 | E9.3a | Airports | Unanchored components with backup power | Earthquake | Peak Ground Acceleration (g) | 0.31922
0.5 | E9.3a | Airports | Unanchored components with backup power | Earthquake | Peak Ground Acceleration (g) | 0.36002
0.55 | E9.3a | Airports | Unanchored components with backup power | Earthquake | Peak Ground Acceleration (g) | 0.3982
0.6 | E9.3a | Airports | Unanchored components with backup power | Earthquake | Peak Ground Acceleration (g) | 0.43371
0.65 | E9.3a | Airports | Unanchored components with backup power | Earthquake | Peak Ground Acceleration (g) | 0.46655
0.7 | E9.3a | Airports | Unanchored components with backup power | Earthquake | Peak Ground Acceleration (g) | 0.49677
0.75 | E9.3a | Airports | Unanchored components with backup power | Earthquake | Peak Ground Acceleration (g) | 0.52448
0.8 | E9.3a | Airports | Unanchored components with backup power | Earthquake | Peak Ground Acceleration (g) | 0.54979
0.85 | E9.3a | Airports | Unanchored components with backup power | Earthquake | Peak Ground Acceleration (g) | 0.57286
0.9 | E9.3a | Airports | Unanchored components with backup power | Earthquake | Peak Ground Acceleration (g) | 0.59383
0.95 | E9.3a | Airports | Unanchored components with backup power | Earthquake | Peak Ground Acceleration (g) | 0.61287
1 | E9.3a | Airports | Unanchored components with backup power | Earthquake | Peak Ground Acceleration (g) | 0.63012
1.05 | E9.3a | Airports | Unanchored components with backup power | Earthquake | Peak Ground Acceleration (g) | 0.64575
1.1 | E9.3a | Airports | Unanchored components with backup power | Earthquake | Peak Ground Acceleration (g) | 0.65989
1.15 | E9.3a | Airports | Unanchored components with backup power | Earthquake | Peak Ground Acceleration (g) | 0.67269
1.2 | E9.3a | Airports | Unanchored components with backup power | Earthquake | Peak Ground Acceleration (g) | 0.68426
1.25 | E9.3a | Airports | Unanchored components with backup power | Earthquake | Peak Ground Acceleration (g) | 0.69472
1.3 | E9.3a | Airports | Unanchored components with backup power | Earthquake | Peak Ground Acceleration (g) | 0.70418
1.35 | E9.3a | Airports | Unanchored components with backup power | Earthquake | Peak Ground Acceleration (g) | 0.71274
1.4 | E9.3a | Airports | Unanchored components with backup power | Earthquake | Peak Ground Acceleration (g) | 0.72048
1.45 | E9.3a | Airports | Unanchored components with backup power | Earthquake | Peak Ground Acceleration (g) | 0.72749
1.5 | E9.3a | Airports | Unanchored components with backup power | Earthquake | Peak Ground Acceleration (g) | 0.73384
1.55 | E9.3a | Airports | Unanchored components with backup power | Earthquake | Peak Ground Acceleration (g) | 0.73958
1.6 | E9.3a | Airports | Unanchored components with backup power | Earthquake | Peak Ground Acceleration (g) | 0.7448
1.65 | E9.3a | Airports | Unanchored components with backup power | Earthquake | Peak Ground Acceleration (g) | 0.74952
1.7 | E9.3a | Airports | Unanchored components with backup power | Earthquake | Peak Ground Acceleration (g) | 0.75381
1.75 | E9.3a | Airports | Unanchored components with backup power | Earthquake | Peak Ground Acceleration (g) | 0.7577
1.8 | E9.3a | Airports | Unanchored components with backup power | Earthquake | Peak Ground Acceleration (g) | 0.76124
1.85 | E9.3a | Airports | Unanchored components with backup power | Earthquake | Peak Ground Acceleration (g) | 0.76446
1.9 | E9.3a | Airports | Unanchored components with backup power | Earthquake | Peak Ground Acceleration (g) | 0.76739
1.95 | E9.3a | Airports | Unanchored components with backup power | Earthquake | Peak Ground Acceleration (g) | 0.77005
2 | E9.3a | Airports | Unanchored components with backup power | Earthquake | Peak Ground Acceleration (g) | 0.77248
2.05 | E9.3a | Airports | Unanchored components with backup power | Earthquake | Peak Ground Acceleration (g) | 0.7747
2.1 | E9.3a | Airports | Unanchored components with backup power | Earthquake | Peak Ground Acceleration (g) | 0.77672
2.15 | E9.3a | Airports | Unanchored components with backup power | Earthquake | Peak Ground Acceleration (g) | 0.77856
2.2 | E9.3a | Airports | Unanchored components with backup power | Earthquake | Peak Ground Acceleration (g) | 0.78024
2.25 | E9.3a | Airports | Unanchored components with backup power | Earthquake | Peak Ground Acceleration (g) | 0.78178
2.3 | E9.3a | Airports | Unanchored components with backup power | Earthquake | Peak Ground Acceleration (g) | 0.78319
2.35 | E9.3a | Airports | Unanchored components with backup power | Earthquake | Peak Ground Acceleration (g) | 0.78448
2.4 | E9.3a | Airports | Unanchored components with backup power | Earthquake | Peak Ground Acceleration (g) | 0.78567
2.45 | E9.3a | Airports | Unanchored components with backup power | Earthquake | Peak Ground Acceleration (g) | 0.78675
2.5 | E9.3a | Airports | Unanchored components with backup power | Earthquake | Peak Ground Acceleration (g) | 0.78774
2.55 | E9.3a | Airports | Unanchored components with backup power | Earthquake | Peak Ground Acceleration (g) | 0.78866
2.6 | E9.3a | Airports | Unanchored components with backup power | Earthquake | Peak Ground Acceleration (g) | 0.7895
2.65 | E9.3a | Airports | Unanchored components with backup power | Earthquake | Peak Ground Acceleration (g) | 0.79027
2.7 | E9.3a | Airports | Unanchored components with backup power | Earthquake | Peak Ground Acceleration (g) | 0.79097
2.75 | E9.3a | Airports | Unanchored components with backup power | Earthquake | Peak Ground Acceleration (g) | 0.79163
2.8 | E9.3a | Airports | Unanchored components with backup power | Earthquake | Peak Ground Acceleration (g) | 0.79223
2.85 | E9.3a | Airports | Unanchored components with backup power | Earthquake | Peak Ground Acceleration (g) | 0.79278
2.9 | E9.3a | Airports | Unanchored components with backup power | Earthquake | Peak Ground Acceleration (g) | 0.79329
2.95 | E9.3a | Airports | Unanchored components with backup power | Earthquake | Peak Ground Acceleration (g) | 0.79376
3 | E9.3a | Airports | Unanchored components with backup power | Earthquake | Peak Ground Acceleration (g) | 0.7942
3.05 | E9.3a | Airports | Unanchored components with backup power | Earthquake | Peak Ground Acceleration (g) | 0.7946
3.1 | E9.3a | Airports | Unanchored components with backup power | Earthquake | Peak Ground Acceleration (g) | 0.79497
3.15 | E9.3a | Airports | Unanchored components with backup power | Earthquake | Peak Ground Acceleration (g) | 0.79531
3.2 | E9.3a | Airports | Unanchored components with backup power | Earthquake | Peak Ground Acceleration (g) | 0.79563
3.25 | E9.3a | Airports | Unanchored components with backup power | Earthquake | Peak Ground Acceleration (g) | 0.79593
3.3 | E9.3a | Airports | Unanchored components with backup power | Earthquake | Peak Ground Acceleration (g) | 0.7962
3.35 | E9.3a | Airports | Unanchored components with backup power | Earthquake | Peak Ground Acceleration (g) | 0.79645
3.4 | E9.3a | Airports | Unanchored components with backup power | Earthquake | Peak Ground Acceleration (g) | 0.79669
3.45 | E9.3a | Airports | Unanchored components with backup power | Earthquake | Peak Ground Acceleration (g) | 0.7969
3.5 | E9.3a | Airports | Unanchored components with backup power | Earthquake | Peak Ground Acceleration (g) | 0.7971
3.55 | E9.3a | Airports | Unanchored components with backup power | Earthquake | Peak Ground Acceleration (g) | 0.79729
3.6 | E9.3a | Airports | Unanchored components with backup power | Earthquake | Peak Ground Acceleration (g) | 0.79747
3.65 | E9.3a | Airports | Unanchored components with backup power | Earthquake | Peak Ground Acceleration (g) | 0.79763
3.7 | E9.3a | Airports | Unanchored components with backup power | Earthquake | Peak Ground Acceleration (g) | 0.79778
3.75 | E9.3a | Airports | Unanchored components with backup power | Earthquake | Peak Ground Acceleration (g) | 0.79792
3.8 | E9.3a | Airports | Unanchored components with backup power | Earthquake | Peak Ground Acceleration (g) | 0.79805
3.85 | E9.3a | Airports | Unanchored components with backup power | Earthquake | Peak Ground Acceleration (g) | 0.79817
3.9 | E9.3a | Airports | Unanchored components with backup power | Earthquake | Peak Ground Acceleration (g) | 0.79828
3.95 | E9.3a | Airports | Unanchored components with backup power | Earthquake | Peak Ground Acceleration (g) | 0.79839
4 | E9.3a | Airports | Unanchored components with backup power | Earthquake | Peak Ground Acceleration (g) | 0.79849
0 | E9.3b | Airports | Unanchored components with backup power | Earthquake | Peak Ground Acceleration (g) | 0
0.05 | E9.3b | Airports | Unanchored components with backup power | Earthquake | Peak Ground Acceleration (g) | 0.015885
0.1 | E9.3b | Airports | Unanchored components with backup power | Earthquake | Peak Ground Acceleration (g) | 0.088809
0.15 | E9.3b | Airports | Unanchored components with backup power | Earthquake | Peak Ground Acceleration (g) | 0.17554
0.2 | E9.3b | Airports | Unanchored components with backup power | Earthquake | Peak Ground Acceleration (g) | 0.26291
0.25 | E9.3b | Airports | Unanchored components with backup power | Earthquake | Peak Ground Acceleration (g) | 0.34502
0.3 | E9.3b | Airports | Unanchored components with backup power | Earthquake | Peak Ground Acceleration (g) | 0.41907
0.35 | E9.3b | Airports | Unanchored components with backup power | Earthquake | Peak Ground Acceleration (g) | 0.48471
0.4 | E9.3b | Airports | Unanchored components with backup power | Earthquake | Peak Ground Acceleration (g) | 0.54262
0.45 | E9.3b | Airports | Unanchored components with backup power | Earthquake | Peak Ground Acceleration (g) | 0.59372
0.5 | E9.3b | Airports | Unanchored components with backup power | Earthquake | Peak Ground Acceleration (g) | 0.63888
0.55 | E9.3b | Airports | Unanchored components with backup power | Earthquake | Peak Ground Acceleration (g) | 0.67883
0.6 | E9.3b | Airports | Unanchored components with backup power | Earthquake | Peak Ground Acceleration (g) | 0.71419
0.65 | E9.3b | Airports | Unanchored components with backup power | Earthquake | Peak Ground Acceleration (g) | 0.7455
0.7 | E9.3b | Airports | Unanchored components with backup power | Earthquake | Peak Ground Acceleration (g) | 0.77321
0.75 | E9.3b | Airports | Unanchored components with backup power | Earthquake | Peak Ground Acceleration (g) | 0.79776
0.8 | E9.3b | Airports | Unanchored components with backup power | Earthquake | Peak Ground Acceleration (g) | 0.81949
0.85 | E9.3b | Airports | Unanchored components with backup power | Earthquake | Peak Ground Acceleration (g) | 0.83875
0.9 | E9.3b | Airports | Unanchored components with backup power | Earthquake | Peak Ground Acceleration (g) | 0.85581
0.95 | E9.3b | Airports | Unanchored components with backup power | Earthquake | Peak Ground Acceleration (g) | 0.87093
1 | E9.3b | Airports | Unanchored components with backup power | Earthquake | Peak Ground Acceleration (g) | 0.88435
1.05 | E9.3b | Airports | Unanchored components with backup power | Earthquake | Peak Ground Acceleration (g) | 0.89626
1.1 | E9.3b | Airports | Unanchored components with backup power | Earthquake | Peak Ground Acceleration (g) | 0.90684
1.15 | E9.3b | Airports | Unanchored components with backup power | Earthquake | Peak Ground Acceleration (g) | 0.91624
1.2 | E9.3b | Airports | Unanchored components with backup power | Earthquake | Peak Ground Acceleration (g) | 0.92462
1.25 | E9.3b | Airports | Unanchored components with backup power | Earthquake | Peak Ground Acceleration (g) | 0.93208
1.3 | E9.3b | Airports | Unanchored components with backup power | Earthquake | Peak Ground Acceleration (g) | 0.93873
1.35 | E9.3b | Airports | Unanchored components with backup power | Earthquake | Peak Ground Acceleration (g) | 0.94467
1.4 | E9.3b | Airports | Unanchored components with backup power | Earthquake | Peak Ground Acceleration (g) | 0.94998
1.45 | E9.3b | Airports | Unanchored components with backup power | Earthquake | Peak Ground Acceleration (g) | 0.95473
1.5 | E9.3b | Airports | Unanchored components with backup power | Earthquake | Peak Ground Acceleration (g) | 0.95899
1.55 | E9.3b | Airports | Unanchored components with backup power | Earthquake | Peak Ground Acceleration (g) | 0.9628
1.6 | E9.3b | Airports | Unanchored components with backup power | Earthquake | Peak Ground Acceleration (g) | 0.96623
1.65 | E9.3b | Airports | Unanchored components with backup power | Earthquake | Peak Ground Acceleration (g) | 0.96931
1.7 | E9.3b | Airports | Unanchored components with backup power | Earthquake | Peak Ground Acceleration (g) | 0.97208
1.75 | E9.3b | Airports | Unanchored components with backup power | Earthquake | Peak Ground Acceleration (g) | 0.97457
1.8 | E9.3b | Airports | Unanchored components with backup power | Earthquake | Peak Ground Acceleration (g) | 0.97682
1.85 | E9.3b | Airports | Unanchored components with backup power | Earthquake | Peak Ground Acceleration (g) | 0.97885
1.9 | E9.3b | Airports | Unanchored components with backup power | Earthquake | Peak Ground Acceleration (g) | 0.98069
1.95 | E9.3b | Airports | Unanchored components with backup power | Earthquake | Peak Ground Acceleration (g) | 0.98235
2 | E9.3b | Airports | Unanchored components with backup power | Earthquake | Peak Ground Acceleration (g) | 0.98385
2.05 | E9.3b | Airports | Unanchored components with backup power | Earthquake | Peak Ground Acceleration (g) | 0.98521
2.1 | E9.3b | Airports | Unanchored components with backup power | Earthquake | Peak Ground Acceleration (g) | 0.98645
2.15 | E9.3b | Airports | Unanchored components with backup power | Earthquake | Peak Ground Acceleration (g) | 0.98757
2.2 | E9.3b | Airports | Unanchored components with backup power | Earthquake | Peak Ground Acceleration (g) | 0.98859
2.25 | E9.3b | Airports | Unanchored components with backup power | Earthquake | Peak Ground Acceleration (g) | 0.98951
2.3 | E9.3b | Airports | Unanchored components with backup power | Earthquake | Peak Ground Acceleration (g) | 0.99036
2.35 | E9.3b | Airports | Unanchored components with backup power | Earthquake | Peak Ground Acceleration (g) | 0.99113
2.4 | E9.3b | Airports | Unanchored components with backup power | Earthquake | Peak Ground Acceleration (g) | 0.99183
2.45 | E9.3b | Airports | Unanchored components with backup power | Earthquake | Peak Ground Acceleration (g) | 0.99247
2.5 | E9.3b | Airports | Unanchored components with backup power | Earthquake | Peak Ground Acceleration (g) | 0.99305
2.55 | E9.3b | Airports | Unanchored components with backup power | Earthquake | Peak Ground Acceleration (g) | 0.99359
2.6 | E9.3b | Airports | Unanchored components with backup power | Earthquake | Peak Ground Acceleration (g) | 0.99408
2.65 | E9.3b | Airports | Unanchored components with backup power | Earthquake | Peak Ground Acceleration (g) | 0.99453
2.7 | E9.3b | Airports | Unanchored components with backup power | Earthquake | Peak Ground Acceleration (g) | 0.99494
2.75 | E9.3b | Airports | Unanchored components with backup power | Earthquake | Peak Ground Acceleration (g) | 0.99532
2.8 | E9.3b | Airports | Unanchored components with backup power | Earthquake | Peak Ground Acceleration (g) | 0.99566
2.85 | E9.3b | Airports | Unanchored components with backup power | Earthquake | Peak Ground Acceleration (g) | 0.99598
2.9 | E9.3b | Airports | Unanchored components with backup power | Earthquake | Peak Ground Acceleration (g) | 0.99627
2.95 | E9.3b | Airports | Unanchored components with backup power | Earthquake | Peak Ground Acceleration (g) | 0.99654
3 | E9.3b | Airports | Unanchored components with backup power | Earthquake | Peak Ground Acceleration (g) | 0.99679
3.05 | E9.3b | Airports | Unanchored components with backup power | Earthquake | Peak Ground Acceleration (g) | 0.99702
3.1 | E9.3b | Airports | Unanchored components with backup power | Earthquake | Peak Ground Acceleration (g) | 0.99723
3.15 | E9.3b | Airports | Unanchored components with backup power | Earthquake | Peak Ground Acceleration (g) | 0.99742
3.2 | E9.3b | Airports | Unanchored components with backup power | Earthquake | Peak Ground Acceleration (g) | 0.9976
3.25 | E9.3b | Airports | Unanchored components with backup power | Earthquake | Peak Ground Acceleration (g) | 0.99777
3.3 | E9.3b | Airports | Unanchored components with backup power | Earthquake | Peak Ground Acceleration (g) | 0.99792
3.35 | E9.3b | Airports | Unanchored components with backup power | Earthquake | Peak Ground Acceleration (g) | 0.99806
3.4 | E9.3b | Airports | Unanchored components with backup power | Earthquake | Peak Ground Acceleration (g) | 0.99819
3.45 | E9.3b | Airports | Unanchored components with backup power | Earthquake | Peak Ground Acceleration (g) | 0.99831
3.5 | E9.3b | Airports | Unanchored components with backup power | Earthquake | Peak Ground Acceleration (g) | 0.99842
3.55 | E9.3b | Airports | Unanchored components with backup power | Earthquake | Peak Ground Acceleration (g) | 0.99853
3.6 | E9.3b | Airports | Unanchored components with backup power | Earthquake | Peak Ground Acceleration (g) | 0.99862
3.65 | E9.3b | Airports | Unanchored components with backup power | Earthquake | Peak Ground Acceleration (g) | 0.99871
3.7 | E9.3b | Airports | Unanchored components with backup power | Earthquake | Peak Ground Acceleration (g) | 0.9988
3.75 | E9.3b | Airports | Unanchored components with backup power | Earthquake | Peak Ground Acceleration (g) | 0.99887
3.8 | E9.3b | Airports | Unanchored components with backup power | Earthquake | Peak Ground Acceleration (g) | 0.99895
3.85 | E9.3b | Airports | Unanchored components with backup power | Earthquake | Peak Ground Acceleration (g) | 0.99901
3.9 | E9.3b | Airports | Unanchored components with backup power | Earthquake | Peak Ground Acceleration (g) | 0.99908
3.95 | E9.3b | Airports | Unanchored components with backup power | Earthquake | Peak Ground Acceleration (g) | 0.99913
4 | E9.3b | Airports | Unanchored components with backup power | Earthquake | Peak Ground Acceleration (g) | 0.99919
0 | E9.4 | Airports | Unanchored components w/o backup power | Earthquake | Peak Ground Acceleration (g) | 0
0.05 | E9.4 | Airports | Unanchored components w/o backup power | Earthquake | Peak Ground Acceleration (g) | 0.018274
0.1 | E9.4 | Airports | Unanchored components w/o backup power | Earthquake | Peak Ground Acceleration (g) | 0.10479
0.15 | E9.4 | Airports | Unanchored components w/o backup power | Earthquake | Peak Ground Acceleration (g) | 0.20335
0.2 | E9.4 | Airports | Unanchored components w/o backup power | Earthquake | Peak Ground Acceleration (g) | 0.29772
0.25 | E9.4 | Airports | Unanchored components w/o backup power | Earthquake | Peak Ground Acceleration (g) | 0.38007
0.3 | E9.4 | Airports | Unanchored components w/o backup power | Earthquake | Peak Ground Acceleration (g) | 0.44975
0.35 | E9.4 | Airports | Unanchored components w/o backup power | Earthquake | Peak Ground Acceleration (g) | 0.50934
0.4 | E9.4 | Airports | Unanchored components w/o backup power | Earthquake | Peak Ground Acceleration (g) | 0.5614
0.45 | E9.4 | Airports | Unanchored components w/o backup power | Earthquake | Peak Ground Acceleration (g) | 0.60759
0.5 | E9.4 | Airports | Unanchored components w/o backup power | Earthquake | Peak Ground Acceleration (g) | 0.64893
0.55 | E9.4 | Airports | Unanchored components w/o backup power | Earthquake | Peak Ground Acceleration (g) | 0.68603
0.6 | E9.4 | Airports | Unanchored components w/o backup power | Earthquake | Peak Ground Acceleration (g) | 0.71933
0.65 | E9.4 | Airports | Unanchored components w/o backup power | Earthquake | Peak Ground Acceleration (g) | 0.74915
0.7 | E9.4 | Airports | Unanchored components w/o backup power | Earthquake | Peak Ground Acceleration (g) | 0.77582
0.75 | E9.4 | Airports | Unanchored components w/o backup power | Earthquake | Peak Ground Acceleration (g) | 0.79962
0.8 | E9.4 | Airports | Unanchored components w/o backup power | Earthquake | Peak Ground Acceleration (g) | 0.82083
0.85 | E9.4 | Airports | Unanchored components w/o backup power | Earthquake | Peak Ground Acceleration (g) | 0.83971
0.9 | E9.4 | Airports | Unanchored components w/o backup power | Earthquake | Peak Ground Acceleration (g) | 0.8565
0.95 | E9.4 | Airports | Unanchored components w/o backup power | Earthquake | Peak Ground Acceleration (g) | 0.87144
1 | E9.4 | Airports | Unanchored components w/o backup power | Earthquake | Peak Ground Acceleration (g) | 0.88472
1.05 | E9.4 | Airports | Unanchored components w/o backup power | Earthquake | Peak Ground Acceleration (g) | 0.89653
1.1 | E9.4 | Airports | Unanchored components w/o backup power | Earthquake | Peak Ground Acceleration (g) | 0.90704
1.15 | E9.4 | Airports | Unanchored components w/o backup power | Earthquake | Peak Ground Acceleration (g) | 0.91639
1.2 | E9.4 | Airports | Unanchored components w/o backup power | Earthquake | Peak Ground Acceleration (g) | 0.92473
1.25 | E9.4 | Airports | Unanchored components w/o backup power | Earthquake | Peak Ground Acceleration (g) | 0.93216
1.3 | E9.4 | Airports | Unanchored components w/o backup power | Earthquake | Peak Ground Acceleration (g) | 0.93879
1.35 | E9.4 | Airports | Unanchored components w/o backup power | Earthquake | Peak Ground Acceleration (g) | 0.94472
1.4 | E9.4 | Airports | Unanchored components w/o backup power | Earthquake | Peak Ground Acceleration (g) | 0.95002
1.45 | E9.4 | Airports | Unanchored components w/o backup power | Earthquake | Peak Ground Acceleration (g) | 0.95476
1.5 | E9.4 | Airports | Unanchored components w/o backup power | Earthquake | Peak Ground Acceleration (g) | 0.95901
1.55 | E9.4 | Airports | Unanchored components w/o backup power | Earthquake | Peak Ground Acceleration (g) | 0.96282
1.6 | E9.4 | Airports | Unanchored components w/o backup power | Earthquake | Peak Ground Acceleration (g) | 0.96624
1.65 | E9.4 | Airports | Unanchored components w/o backup power | Earthquake | Peak Ground Acceleration (g) | 0.96932
1.7 | E9.4 | Airports | Unanchored components w/o backup power | Earthquake | Peak Ground Acceleration (g) | 0.97209
1.75 | E9.4 | Airports | Unanchored components w/o backup power | Earthquake | Peak Ground Acceleration (g) | 0.97458
1.8 | E9.4 | Airports | Unanchored components w/o backup power | Earthquake | Peak Ground Acceleration (g) | 0.97683
1.85 | E9.4 | Airports | Unanchored components w/o backup power | Earthquake | Peak Ground Acceleration (g) | 0.97886
1.9 | E9.4 | Airports | Unanchored components w/o backup power | Earthquake | Peak Ground Acceleration (g) | 0.98069
1.95 | E9.4 | Airports | Unanchored components w/o backup power | Earthquake | Peak Ground Acceleration (g) | 0.98235
2 | E9.4 | Airports | Unanchored components w/o backup power | Earthquake | Peak Ground Acceleration (g) | 0.98385
2.05 | E9.4 | Airports | Unanchored components w/o backup power | Earthquake | Peak Ground Acceleration (g) | 0.98521
2.1 | E9.4 | Airports | Unanchored components w/o backup power | Earthquake | Peak Ground Acceleration (g) | 0.98645
2.15 | E9.4 | Airports | Unanchored components w/o backup power | Earthquake | Peak Ground Acceleration (g) | 0.98757
2.2 | E9.4 | Airports | Unanchored components w/o backup power | Earthquake | Peak Ground Acceleration (g) | 0.98859
2.25 | E9.4 | Airports | Unanchored components w/o backup power | Earthquake | Peak Ground Acceleration (g) | 0.98951
2.3 | E9.4 | Airports | Unanchored components w/o backup power | Earthquake | Peak Ground Acceleration (g) | 0.99036
2.35 | E9.4 | Airports | Unanchored components w/o backup power | Earthquake | Peak Ground Acceleration (g) | 0.99113
2.4 | E9.4 | Airports | Unanchored components w/o backup power | Earthquake | Peak Ground Acceleration (g) | 0.99183
2.45 | E9.4 | Airports | Unanchored components w/o backup power | Earthquake | Peak Ground Acceleration (g) | 0.99247
2.5 | E9.4 | Airports | Unanchored components w/o backup power | Earthquake | Peak Ground Acceleration (g) | 0.99305
2.55 | E9.4 | Airports | Unanchored components w/o backup power | Earthquake | Peak Ground Acceleration (g) | 0.99359
2.6 | E9.4 | Airports | Unanchored components w/o backup power | Earthquake | Peak Ground Acceleration (g) | 0.99408
2.65 | E9.4 | Airports | Unanchored components w/o backup power | Earthquake | Peak Ground Acceleration (g) | 0.99453
2.7 | E9.4 | Airports | Unanchored components w/o backup power | Earthquake | Peak Ground Acceleration (g) | 0.99494
2.75 | E9.4 | Airports | Unanchored components w/o backup power | Earthquake | Peak Ground Acceleration (g) | 0.99532
2.8 | E9.4 | Airports | Unanchored components w/o backup power | Earthquake | Peak Ground Acceleration (g) | 0.99566
2.85 | E9.4 | Airports | Unanchored components w/o backup power | Earthquake | Peak Ground Acceleration (g) | 0.99598
2.9 | E9.4 | Airports | Unanchored components w/o backup power | Earthquake | Peak Ground Acceleration (g) | 0.99627
2.95 | E9.4 | Airports | Unanchored components w/o backup power | Earthquake | Peak Ground Acceleration (g) | 0.99654
3 | E9.4 | Airports | Unanchored components w/o backup power | Earthquake | Peak Ground Acceleration (g) | 0.99679
3.05 | E9.4 | Airports | Unanchored components w/o backup power | Earthquake | Peak Ground Acceleration (g) | 0.99702
3.1 | E9.4 | Airports | Unanchored components w/o backup power | Earthquake | Peak Ground Acceleration (g) | 0.99723
3.15 | E9.4 | Airports | Unanchored components w/o backup power | Earthquake | Peak Ground Acceleration (g) | 0.99742
3.2 | E9.4 | Airports | Unanchored components w/o backup power | Earthquake | Peak Ground Acceleration (g) | 0.9976
3.25 | E9.4 | Airports | Unanchored components w/o backup power | Earthquake | Peak Ground Acceleration (g) | 0.99777
3.3 | E9.4 | Airports | Unanchored components w/o backup power | Earthquake | Peak Ground Acceleration (g) | 0.99792
3.35 | E9.4 | Airports | Unanchored components w/o backup power | Earthquake | Peak Ground Acceleration (g) | 0.99806
3.4 | E9.4 | Airports | Unanchored components w/o backup power | Earthquake | Peak Ground Acceleration (g) | 0.99819
3.45 | E9.4 | Airports | Unanchored components w/o backup power | Earthquake | Peak Ground Acceleration (g) | 0.99831
3.5 | E9.4 | Airports | Unanchored components w/o backup power | Earthquake | Peak Ground Acceleration (g) | 0.99842
3.55 | E9.4 | Airports | Unanchored components w/o backup power | Earthquake | Peak Ground Acceleration (g) | 0.99853
3.6 | E9.4 | Airports | Unanchored components w/o backup power | Earthquake | Peak Ground Acceleration (g) | 0.99862
3.65 | E9.4 | Airports | Unanchored components w/o backup power | Earthquake | Peak Ground Acceleration (g) | 0.99871
3.7 | E9.4 | Airports | Unanchored components w/o backup power | Earthquake | Peak Ground Acceleration (g) | 0.9988
3.75 | E9.4 | Airports | Unanchored components w/o backup power | Earthquake | Peak Ground Acceleration (g) | 0.99887
3.8 | E9.4 | Airports | Unanchored components w/o backup power | Earthquake | Peak Ground Acceleration (g) | 0.99895
3.85 | E9.4 | Airports | Unanchored components w/o backup power | Earthquake | Peak Ground Acceleration (g) | 0.99901
3.9 | E9.4 | Airports | Unanchored components w/o backup power | Earthquake | Peak Ground Acceleration (g) | 0.99908
3.95 | E9.4 | Airports | Unanchored components w/o backup power | Earthquake | Peak Ground Acceleration (g) | 0.99913
4 | E9.4 | Airports | Unanchored components w/o backup power | Earthquake | Peak Ground Acceleration (g) | 0.99919
0 | E9.4a | Airports | Unanchored components w/o backup power | Earthquake | Peak Ground Acceleration (g) | 0
0.05 | E9.4a | Airports | Unanchored components w/o backup power | Earthquake | Peak Ground Acceleration (g) | 0.0013646
0.1 | E9.4a | Airports | Unanchored components w/o backup power | Earthquake | Peak Ground Acceleration (g) | 0.015701
0.15 | E9.4a | Airports | Unanchored components w/o backup power | Earthquake | Peak Ground Acceleration (g) | 0.052673
0.2 | E9.4a | Airports | Unanchored components w/o backup power | Earthquake | Peak Ground Acceleration (g) | 0.10169
0.25 | E9.4a | Airports | Unanchored components w/o backup power | Earthquake | Peak Ground Acceleration (g) | 0.15152
0.3 | E9.4a | Airports | Unanchored components w/o backup power | Earthquake | Peak Ground Acceleration (g) | 0.19879
0.35 | E9.4a | Airports | Unanchored components w/o backup power | Earthquake | Peak Ground Acceleration (g) | 0.24349
0.4 | E9.4a | Airports | Unanchored components w/o backup power | Earthquake | Peak Ground Acceleration (g) | 0.28609
0.45 | E9.4a | Airports | Unanchored components w/o backup power | Earthquake | Peak Ground Acceleration (g) | 0.3268
0.5 | E9.4a | Airports | Unanchored components w/o backup power | Earthquake | Peak Ground Acceleration (g) | 0.36554
0.55 | E9.4a | Airports | Unanchored components w/o backup power | Earthquake | Peak Ground Acceleration (g) | 0.40218
0.6 | E9.4a | Airports | Unanchored components w/o backup power | Earthquake | Peak Ground Acceleration (g) | 0.43655
0.65 | E9.4a | Airports | Unanchored components w/o backup power | Earthquake | Peak Ground Acceleration (g) | 0.46857
0.7 | E9.4a | Airports | Unanchored components w/o backup power | Earthquake | Peak Ground Acceleration (g) | 0.49822
0.75 | E9.4a | Airports | Unanchored components w/o backup power | Earthquake | Peak Ground Acceleration (g) | 0.52551
0.8 | E9.4a | Airports | Unanchored components w/o backup power | Earthquake | Peak Ground Acceleration (g) | 0.55054
0.85 | E9.4a | Airports | Unanchored components w/o backup power | Earthquake | Peak Ground Acceleration (g) | 0.57339
0.9 | E9.4a | Airports | Unanchored components w/o backup power | Earthquake | Peak Ground Acceleration (g) | 0.59422
0.95 | E9.4a | Airports | Unanchored components w/o backup power | Earthquake | Peak Ground Acceleration (g) | 0.61315
1 | E9.4a | Airports | Unanchored components w/o backup power | Earthquake | Peak Ground Acceleration (g) | 0.63033
1.05 | E9.4a | Airports | Unanchored components w/o backup power | Earthquake | Peak Ground Acceleration (g) | 0.6459
1.1 | E9.4a | Airports | Unanchored components w/o backup power | Earthquake | Peak Ground Acceleration (g) | 0.66001
1.15 | E9.4a | Airports | Unanchored components w/o backup power | Earthquake | Peak Ground Acceleration (g) | 0.67277
1.2 | E9.4a | Airports | Unanchored components w/o backup power | Earthquake | Peak Ground Acceleration (g) | 0.68432
1.25 | E9.4a | Airports | Unanchored components w/o backup power | Earthquake | Peak Ground Acceleration (g) | 0.69476
1.3 | E9.4a | Airports | Unanchored components w/o backup power | Earthquake | Peak Ground Acceleration (g) | 0.70422
1.35 | E9.4a | Airports | Unanchored components w/o backup power | Earthquake | Peak Ground Acceleration (g) | 0.71276
1.4 | E9.4a | Airports | Unanchored components w/o backup power | Earthquake | Peak Ground Acceleration (g) | 0.7205
1.45 | E9.4a | Airports | Unanchored components w/o backup power | Earthquake | Peak Ground Acceleration (g) | 0.72751
1.5 | E9.4a | Airports | Unanchored components w/o backup power | Earthquake | Peak Ground Acceleration (g) | 0.73385
1.55 | E9.4a | Airports | Unanchored components w/o backup power | Earthquake | Peak Ground Acceleration (g) | 0.73959
1.6 | E9.4a | Airports | Unanchored components w/o backup power | Earthquake | Peak Ground Acceleration (g) | 0.7448
1.65 | E9.4a | Airports | Unanchored components w/o backup power | Earthquake | Peak Ground Acceleration (g) | 0.74953
1.7 | E9.4a | Airports | Unanchored components w/o backup power | Earthquake | Peak Ground Acceleration (g) | 0.75381
1.75 | E9.4a | Airports | Unanchored components w/o backup power | Earthquake | Peak Ground Acceleration (g) | 0.75771
1.8 | E9.4a | Airports | Unanchored components w/o backup power | Earthquake | Peak Ground Acceleration (g) | 0.76125
1.85 | E9.4a | Airports | Unanchored components w/o backup power | Earthquake | Peak Ground Acceleration (g) | 0.76446
1.9 | E9.4a | Airports | Unanchored components w/o backup power | Earthquake | Peak Ground Acceleration (g) | 0.76739
1.95 | E9.4a | Airports | Unanchored components w/o backup power | Earthquake | Peak Ground Acceleration (g) | 0.77005
2 | E9.4a | Airports | Unanchored components w/o backup power | Earthquake | Peak Ground Acceleration (g) | 0.77248
2.05 | E9.4a | Airports | Unanchored components w/o backup power | Earthquake | Peak Ground Acceleration (g) | 0.7747
2.1 | E9.4a | Airports | Unanchored components w/o backup power | Earthquake | Peak Ground Acceleration (g) | 0.77672
2.15 | E9.4a | Airports | Unanchored components w/o backup power | Earthquake | Peak Ground Acceleration (g) | 0.77856
2.2 | E9.4a | Airports | Unanchored components w/o backup power | Earthquake | Peak Ground Acceleration (g) | 0.78024
2.25 | E9.4a | Airports | Unanchored components w/o backup power | Earthquake | Peak Ground Acceleration (g) | 0.78179
2.3 | E9.4a | Airports | Unanchored components w/o backup power | Earthquake | Peak Ground Acceleration (g) | 0.78319
2.35 | E9.4a | Airports | Unanchored components w/o backup power | Earthquake | Peak Ground Acceleration (g) | 0.78448
2.4 | E9.4a | Airports | Unanchored components w/o backup power | Earthquake | Peak Ground Acceleration (g) | 0.78567
2.45 | E9.4a | Airports | Unanchored components w/o backup power | Earthquake | Peak Ground Acceleration (g) | 0.78675
2.5 | E9.4a | Airports | Unanchored components w/o backup power | Earthquake | Peak Ground Acceleration (g) | 0.78774
2.55 | E9.4a | Airports | Unanchored components w/o backup power | Earthquake | Peak Ground Acceleration (g) | 0.78866
2.6 | E9.4a | Airports | Unanchored components w/o backup power | Earthquake | Peak Ground Acceleration (g) | 0.7895
2.65 | E9.4a | Airports | Unanchored components w/o backup power | Earthquake | Peak Ground Acceleration (g) | 0.79027
2.7 | E9.4a | Airports | Unanchored components w/o backup power | Earthquake | Peak Ground Acceleration (g) | 0.79098
2.75 | E9.4a | Airports | Unanchored components w/o backup power | Earthquake | Peak Ground Acceleration (g) | 0.79163
2.8 | E9.4a | Airports | Unanchored components w/o backup power | Earthquake | Peak Ground Acceleration (g) | 0.79223
2.85 | E9.4a | Airports | Unanchored components w/o backup power | Earthquake | Peak Ground Acceleration (g) | 0.79278
2.9 | E9.4a | Airports | Unanchored components w/o backup power | Earthquake | Peak Ground Acceleration (g) | 0.79329
2.95 | E9.4a | Airports | Unanchored components w/o backup power | Earthquake | Peak Ground Acceleration (g) | 0.79376
3 | E9.4a | Airports | Unanchored components w/o backup power | Earthquake | Peak Ground Acceleration (g) | 0.7942
3.05 | E9.4a | Airports | Unanchored components w/o backup power | Earthquake | Peak Ground Acceleration (g) | 0.7946
3.1 | E9.4a | Airports | Unanchored components w/o backup power | Earthquake | Peak Ground Acceleration (g) | 0.79497
3.15 | E9.4a | Airports | Unanchored components w/o backup power | Earthquake | Peak Ground Acceleration (g) | 0.79531
3.2 | E9.4a | Airports | Unanchored components w/o backup power | Earthquake | Peak Ground Acceleration (g) | 0.79563
3.25 | E9.4a | Airports | Unanchored components w/o backup power | Earthquake | Peak Ground Acceleration (g) | 0.79593
3.3 | E9.4a | Airports | Unanchored components w/o backup power | Earthquake | Peak Ground Acceleration (g) | 0.7962
3.35 | E9.4a | Airports | Unanchored components w/o backup power | Earthquake | Peak Ground Acceleration (g) | 0.79645
3.4 | E9.4a | Airports | Unanchored components w/o backup power | Earthquake | Peak Ground Acceleration (g) | 0.79669
3.45 | E9.4a | Airports | Unanchored components w/o backup power | Earthquake | Peak Ground Acceleration (g) | 0.7969
3.5 | E9.4a | Airports | Unanchored components w/o backup power | Earthquake | Peak Ground Acceleration (g) | 0.7971
3.55 | E9.4a | Airports | Unanchored components w/o backup power | Earthquake | Peak Ground Acceleration (g) | 0.79729
3.6 | E9.4a | Airports | Unanchored components w/o backup power | Earthquake | Peak Ground Acceleration (g) | 0.79747
3.65 | E9.4a | Airports | Unanchored components w/o backup power | Earthquake | Peak Ground Acceleration (g) | 0.79763
3.7 | E9.4a | Airports | Unanchored components w/o backup power | Earthquake | Peak Ground Acceleration (g) | 0.79778
3.75 | E9.4a | Airports | Unanchored components w/o backup power | Earthquake | Peak Ground Acceleration (g) | 0.79792
3.8 | E9.4a | Airports | Unanchored components w/o backup power | Earthquake | Peak Ground Acceleration (g) | 0.79805
3.85 | E9.4a | Airports | Unanchored components w/o backup power | Earthquake | Peak Ground Acceleration (g) | 0.79817
3.9 | E9.4a | Airports | Unanchored components w/o backup power | Earthquake | Peak Ground Acceleration (g) | 0.79828
3.95 | E9.4a | Airports | Unanchored components w/o backup power | Earthquake | Peak Ground Acceleration (g) | 0.79839
4 | E9.4a | Airports | Unanchored components w/o backup power | Earthquake | Peak Ground Acceleration (g) | 0.79849
0 | E9.4b | Airports | Unanchored components w/o backup power | Earthquake | Peak Ground Acceleration (g) | 0
0.05 | E9.4b | Airports | Unanchored components w/o backup power | Earthquake | Peak Ground Acceleration (g) | 0.018274
0.1 | E9.4b | Airports | Unanchored components w/o backup power | Earthquake | Peak Ground Acceleration (g) | 0.10479
0.15 | E9.4b | Airports | Unanchored components w/o backup power | Earthquake | Peak Ground Acceleration (g) | 0.20335
0.2 | E9.4b | Airports | Unanchored components w/o backup power | Earthquake | Peak Ground Acceleration (g) | 0.29772
0.25 | E9.4b | Airports | Unanchored components w/o backup power | Earthquake | Peak Ground Acceleration (g) | 0.38007
0.3 | E9.4b | Airports | Unanchored components w/o backup power | Earthquake | Peak Ground Acceleration (g) | 0.44975
0.35 | E9.4b | Airports | Unanchored components w/o backup power | Earthquake | Peak Ground Acceleration (g) | 0.50934
0.4 | E9.4b | Airports | Unanchored components w/o backup power | Earthquake | Peak Ground Acceleration (g) | 0.5614
0.45 | E9.4b | Airports | Unanchored components w/o backup power | Earthquake | Peak Ground Acceleration (g) | 0.60759
0.5 | E9.4b | Airports | Unanchored components w/o backup power | Earthquake | Peak Ground Acceleration (g) | 0.64893
0.55 | E9.4b | Airports | Unanchored components w/o backup power | Earthquake | Peak Ground Acceleration (g) | 0.68603
0.6 | E9.4b | Airports | Unanchored components w/o backup power | Earthquake | Peak Ground Acceleration (g) | 0.71933
0.65 | E9.4b | Airports | Unanchored components w/o backup power | Earthquake | Peak Ground Acceleration (g) | 0.74915
0.7 | E9.4b | Airports | Unanchored components w/o backup power | Earthquake | Peak Ground Acceleration (g) | 0.77582
0.75 | E9.4b | Airports | Unanchored components w/o backup power | Earthquake | Peak Ground Acceleration (g) | 0.79962
0.8 | E9.4b | Airports | Unanchored components w/o backup power | Earthquake | Peak Ground Acceleration (g) | 0.82083
0.85 | E9.4b | Airports | Unanchored components w/o backup power | Earthquake | Peak Ground Acceleration (g) | 0.83971
0.9 | E9.4b | Airports | Unanchored components w/o backup power | Earthquake | Peak Ground Acceleration (g) | 0.8565
0.95 | E9.4b | Airports | Unanchored components w/o backup power | Earthquake | Peak Ground Acceleration (g) | 0.87144
1 | E9.4b | Airports | Unanchored components w/o backup power | Earthquake | Peak Ground Acceleration (g) | 0.88472
1.05 | E9.4b | Airports | Unanchored components w/o backup power | Earthquake | Peak Ground Acceleration (g) | 0.89653
1.1 | E9.4b | Airports | Unanchored components w/o backup power | Earthquake | Peak Ground Acceleration (g) | 0.90704
1.15 | E9.4b | Airports | Unanchored components w/o backup power | Earthquake | Peak Ground Acceleration (g) | 0.91639
1.2 | E9.4b | Airports | Unanchored components w/o backup power | Earthquake | Peak Ground Acceleration (g) | 0.92473
1.25 | E9.4b | Airports | Unanchored components w/o backup power | Earthquake | Peak Ground Acceleration (g) | 0.93216
1.3 | E9.4b | Airports | Unanchored components w/o backup power | Earthquake | Peak Ground Acceleration (g) | 0.93879
1.35 | E9.4b | Airports | Unanchored components w/o backup power | Earthquake | Peak Ground Acceleration (g) | 0.94472
1.4 | E9.4b | Airports | Unanchored components w/o backup power | Earthquake | Peak Ground Acceleration (g) | 0.95002
1.45 | E9.4b | Airports | Unanchored components w/o backup power | Earthquake | Peak Ground Acceleration (g) | 0.95476
1.5 | E9.4b | Airports | Unanchored components w/o backup power | Earthquake | Peak Ground Acceleration (g) | 0.95901
1.55 | E9.4b | Airports | Unanchored components w/o backup power | Earthquake | Peak Ground Acceleration (g) | 0.96282
1.6 | E9.4b | Airports | Unanchored components w/o backup power | Earthquake | Peak Ground Acceleration (g) | 0.96624
1.65 | E9.4b | Airports | Unanchored components w/o backup power | Earthquake | Peak Ground Acceleration (g) | 0.96932
1.7 | E9.4b | Airports | Unanchored components w/o backup power | Earthquake | Peak Ground Acceleration (g) | 0.97209
1.75 | E9.4b | Airports | Unanchored components w/o backup power | Earthquake | Peak Ground Acceleration (g) | 0.97458
1.8 | E9.4b | Airports | Unanchored components w/o backup power | Earthquake | Peak Ground Acceleration (g) | 0.97683
1.85 | E9.4b | Airports | Unanchored components w/o backup power | Earthquake | Peak Ground Acceleration (g) | 0.97886
1.9 | E9.4b | Airports | Unanchored components w/o backup power | Earthquake | Peak Ground Acceleration (g) | 0.98069
1.95 | E9.4b | Airports | Unanchored components w/o backup power | Earthquake | Peak Ground Acceleration (g) | 0.98235
2 | E9.4b | Airports | Unanchored components w/o backup power | Earthquake | Peak Ground Acceleration (g) | 0.98385
2.05 | E9.4b | Airports | Unanchored components w/o backup power | Earthquake | Peak Ground Acceleration (g) | 0.98521
2.1 | E9.4b | Airports | Unanchored components w/o backup power | Earthquake | Peak Ground Acceleration (g) | 0.98645
2.15 | E9.4b | Airports | Unanchored components w/o backup power | Earthquake | Peak Ground Acceleration (g) | 0.98757
2.2 | E9.4b | Airports | Unanchored components w/o backup power | Earthquake | Peak Ground Acceleration (g) | 0.98859
2.25 | E9.4b | Airports | Unanchored components w/o backup power | Earthquake | Peak Ground Acceleration (g) | 0.98951
2.3 | E9.4b | Airports | Unanchored components w/o backup power | Earthquake | Peak Ground Acceleration (g) | 0.99036
2.35 | E9.4b | Airports | Unanchored components w/o backup power | Earthquake | Peak Ground Acceleration (g) | 0.99113
2.4 | E9.4b | Airports | Unanchored components w/o backup power | Earthquake | Peak Ground Acceleration (g) | 0.99183
2.45 | E9.4b | Airports | Unanchored components w/o backup power | Earthquake | Peak Ground Acceleration (g) | 0.99247
2.5 | E9.4b | Airports | Unanchored components w/o backup power | Earthquake | Peak Ground Acceleration (g) | 0.99305
2.55 | E9.4b | Airports | Unanchored components w/o backup power | Earthquake | Peak Ground Acceleration (g) | 0.99359
2.6 | E9.4b | Airports | Unanchored components w/o backup power | Earthquake | Peak Ground Acceleration (g) | 0.99408
2.65 | E9.4b | Airports | Unanchored components w/o backup power | Earthquake | Peak Ground Acceleration (g) | 0.99453
2.7 | E9.4b | Airports | Unanchored components w/o backup power | Earthquake | Peak Ground Acceleration (g) | 0.99494
2.75 | E9.4b | Airports | Unanchored components w/o backup power | Earthquake | Peak Ground Acceleration (g) | 0.99532
2.8 | E9.4b | Airports | Unanchored components w/o backup power | Earthquake | Peak Ground Acceleration (g) | 0.99566
2.85 | E9.4b | Airports | Unanchored components w/o backup power | Earthquake | Peak Ground Acceleration (g) | 0.99598
2.9 | E9.4b | Airports | Unanchored components w/o backup power | Earthquake | Peak Ground Acceleration (g) | 0.99627
2.95 | E9.4b | Airports | Unanchored components w/o backup power | Earthquake | Peak Ground Acceleration (g) | 0.99654
3 | E9.4b | Airports | Unanchored components w/o backup power | Earthquake | Peak Ground Acceleration (g) | 0.99679
3.05 | E9.4b | Airports | Unanchored components w/o backup power | Earthquake | Peak Ground Acceleration (g) | 0.99702
3.1 | E9.4b | Airports | Unanchored components w/o backup power | Earthquake | Peak Ground Acceleration (g) | 0.99723
3.15 | E9.4b | Airports | Unanchored components w/o backup power | Earthquake | Peak Ground Acceleration (g) | 0.99742
3.2 | E9.4b | Airports | Unanchored components w/o backup power | Earthquake | Peak Ground Acceleration (g) | 0.9976
3.25 | E9.4b | Airports | Unanchored components w/o backup power | Earthquake | Peak Ground Acceleration (g) | 0.99777
3.3 | E9.4b | Airports | Unanchored components w/o backup power | Earthquake | Peak Ground Acceleration (g) | 0.99792
3.35 | E9.4b | Airports | Unanchored components w/o backup power | Earthquake | Peak Ground Acceleration (g) | 0.99806
3.4 | E9.4b | Airports | Unanchored components w/o backup power | Earthquake | Peak Ground Acceleration (g) | 0.99819
3.45 | E9.4b | Airports | Unanchored components w/o backup power | Earthquake | Peak Ground Acceleration (g) | 0.99831
3.5 | E9.4b | Airports | Unanchored components w/o backup power | Earthquake | Peak Ground Acceleration (g) | 0.99842
3.55 | E9.4b | Airports | Unanchored components w/o backup power | Earthquake | Peak Ground Acceleration (g) | 0.99853
3.6 | E9.4b | Airports | Unanchored components w/o backup power | Earthquake | Peak Ground Acceleration (g) | 0.99862
3.65 | E9.4b | Airports | Unanchored components w/o backup power | Earthquake | Peak Ground Acceleration (g) | 0.99871
3.7 | E9.4b | Airports | Unanchored components w/o backup power | Earthquake | Peak Ground Acceleration (g) | 0.9988
3.75 | E9.4b | Airports | Unanchored components w/o backup power | Earthquake | Peak Ground Acceleration (g) | 0.99887
3.8 | E9.4b | Airports | Unanchored components w/o backup power | Earthquake | Peak Ground Acceleration (g) | 0.99895
3.85 | E9.4b | Airports | Unanchored components w/o backup power | Earthquake | Peak Ground Acceleration (g) | 0.99901
3.9 | E9.4b | Airports | Unanchored components w/o backup power | Earthquake | Peak Ground Acceleration (g) | 0.99908
3.95 | E9.4b | Airports | Unanchored components w/o backup power | Earthquake | Peak Ground Acceleration (g) | 0.99913
4 | E9.4b | Airports | Unanchored components w/o backup power | Earthquake | Peak Ground Acceleration (g) | 0.99919
0 | E1.16 | Hydropower plants | N/A | Earthquake | Peak Ground Velocity (cm/s) | 0
1 | E1.16 | Hydropower plants | N/A | Earthquake | Peak Ground Velocity (cm/s) | 9.4599e-19
2 | E1.16 | Hydropower plants | N/A | Earthquake | Peak Ground Velocity (cm/s) | 3.0421e-13
3 | E1.16 | Hydropower plants | N/A | Earthquake | Peak Ground Velocity (cm/s) | 1.552e-10
4 | E1.16 | Hydropower plants | N/A | Earthquake | Peak Ground Velocity (cm/s) | 7.6465e-09
5 | E1.16 | Hydropower plants | N/A | Earthquake | Peak Ground Velocity (cm/s) | 1.1655e-07
6 | E1.16 | Hydropower plants | N/A | Earthquake | Peak Ground Velocity (cm/s) | 8.906e-07
7 | E1.16 | Hydropower plants | N/A | Earthquake | Peak Ground Velocity (cm/s) | 4.3504e-06
8 | E1.16 | Hydropower plants | N/A | Earthquake | Peak Ground Velocity (cm/s) | 1.5597e-05
9 | E1.16 | Hydropower plants | N/A | Earthquake | Peak Ground Velocity (cm/s) | 4.47e-05
10 | E1.16 | Hydropower plants | N/A | Earthquake | Peak Ground Velocity (cm/s) | 0.0001083
11 | E1.16 | Hydropower plants | N/A | Earthquake | Peak Ground Velocity (cm/s) | 0.00023053
12 | E1.16 | Hydropower plants | N/A | Earthquake | Peak Ground Velocity (cm/s) | 0.0004431
13 | E1.16 | Hydropower plants | N/A | Earthquake | Peak Ground Velocity (cm/s) | 0.0007846
14 | E1.16 | Hydropower plants | N/A | Earthquake | Peak Ground Velocity (cm/s) | 0.0012992
15 | E1.16 | Hydropower plants | N/A | Earthquake | Peak Ground Velocity (cm/s) | 0.002035
16 | E1.16 | Hydropower plants | N/A | Earthquake | Peak Ground Velocity (cm/s) | 0.003042
17 | E1.16 | Hydropower plants | N/A | Earthquake | Peak Ground Velocity (cm/s) | 0.0043702
18 | E1.16 | Hydropower plants | N/A | Earthquake | Peak Ground Velocity (cm/s) | 0.0060675
19 | E1.16 | Hydropower plants | N/A | Earthquake | Peak Ground Velocity (cm/s) | 0.008178
20 | E1.16 | Hydropower plants | N/A | Earthquake | Peak Ground Velocity (cm/s) | 0.01074
21 | E1.16 | Hydropower plants | N/A | Earthquake | Peak Ground Velocity (cm/s) | 0.013786
22 | E1.16 | Hydropower plants | N/A | Earthquake | Peak Ground Velocity (cm/s) | 0.017341
23 | E1.16 | Hydropower plants | N/A | Earthquake | Peak Ground Velocity (cm/s) | 0.02142
24 | E1.16 | Hydropower plants | N/A | Earthquake | Peak Ground Velocity (cm/s) | 0.026032
25 | E1.16 | Hydropower plants | N/A | Earthquake | Peak Ground Velocity (cm/s) | 0.031176
26 | E1.16 | Hydropower plants | N/A | Earthquake | Peak Ground Velocity (cm/s) | 0.036847
27 | E1.16 | Hydropower plants | N/A | Earthquake | Peak Ground Velocity (cm/s) | 0.043028
28 | E1.16 | Hydropower plants | N/A | Earthquake | Peak Ground Velocity (cm/s) | 0.049702
29 | E1.16 | Hydropower plants | N/A | Earthquake | Peak Ground Velocity (cm/s) | 0.056841
30 | E1.16 | Hydropower plants | N/A | Earthquake | Peak Ground Velocity (cm/s) | 0.064418
31 | E1.16 | Hydropower plants | N/A | Earthquake | Peak Ground Velocity (cm/s) | 0.072401
32 | E1.16 | Hydropower plants | N/A | Earthquake | Peak Ground Velocity (cm/s) | 0.080754
33 | E1.16 | Hydropower plants | N/A | Earthquake | Peak Ground Velocity (cm/s) | 0.089443
34 | E1.16 | Hydropower plants | N/A | Earthquake | Peak Ground Velocity (cm/s) | 0.098431
35 | E1.16 | Hydropower plants | N/A | Earthquake | Peak Ground Velocity (cm/s) | 0.10768
36 | E1.16 | Hydropower plants | N/A | Earthquake | Peak Ground Velocity (cm/s) | 0.11716
37 | E1.16 | Hydropower plants | N/A | Earthquake | Peak Ground Velocity (cm/s) | 0.12683
38 | E1.16 | Hydropower plants | N/A | Earthquake | Peak Ground Velocity (cm/s) | 0.13665
39 | E1.16 | Hydropower plants | N/A | Earthquake | Peak Ground Velocity (cm/s) | 0.1466
40 | E1.16 | Hydropower plants | N/A | Earthquake | Peak Ground Velocity (cm/s) | 0.15664
41 | E1.16 | Hydropower plants | N/A | Earthquake | Peak Ground Velocity (cm/s) | 0.16674
42 | E1.16 | Hydropower plants | N/A | Earthquake | Peak Ground Velocity (cm/s) | 0.17687
43 | E1.16 | Hydropower plants | N/A | Earthquake | Peak Ground Velocity (cm/s) | 0.18701
44 | E1.16 | Hydropower plants | N/A | Earthquake | Peak Ground Velocity (cm/s) | 0.19714
45 | E1.16 | Hydropower plants | N/A | Earthquake | Peak Ground Velocity (cm/s) | 0.20722
46 | E1.16 | Hydropower plants | N/A | Earthquake | Peak Ground Velocity (cm/s) | 0.21723
47 | E1.16 | Hydropower plants | N/A | Earthquake | Peak Ground Velocity (cm/s) | 0.22716
48 | E1.16 | Hydropower plants | N/A | Earthquake | Peak Ground Velocity (cm/s) | 0.23698
49 | E1.16 | Hydropower plants | N/A | Earthquake | Peak Ground Velocity (cm/s) | 0.24668
50 | E1.16 | Hydropower plants | N/A | Earthquake | Peak Ground Velocity (cm/s) | 0.25624
51 | E1.16 | Hydropower plants | N/A | Earthquake | Peak Ground Velocity (cm/s) | 0.26565
52 | E1.16 | Hydropower plants | N/A | Earthquake | Peak Ground Velocity (cm/s) | 0.27489
53 | E1.16 | Hydropower plants | N/A | Earthquake | Peak Ground Velocity (cm/s) | 0.28395
54 | E1.16 | Hydropower plants | N/A | Earthquake | Peak Ground Velocity (cm/s) | 0.29283
55 | E1.16 | Hydropower plants | N/A | Earthquake | Peak Ground Velocity (cm/s) | 0.3015
56 | E1.16 | Hydropower plants | N/A | Earthquake | Peak Ground Velocity (cm/s) | 0.30996
57 | E1.16 | Hydropower plants | N/A | Earthquake | Peak Ground Velocity (cm/s) | 0.3182
58 | E1.16 | Hydropower plants | N/A | Earthquake | Peak Ground Velocity (cm/s) | 0.32623
59 | E1.16 | Hydropower plants | N/A | Earthquake | Peak Ground Velocity (cm/s) | 0.33402
60 | E1.16 | Hydropower plants | N/A | Earthquake | Peak Ground Velocity (cm/s) | 0.34159
61 | E1.16 | Hydropower plants | N/A | Earthquake | Peak Ground Velocity (cm/s) | 0.34892
62 | E1.16 | Hydropower plants | N/A | Earthquake | Peak Ground Velocity (cm/s) | 0.35602
63 | E1.16 | Hydropower plants | N/A | Earthquake | Peak Ground Velocity (cm/s) | 0.36288
64 | E1.16 | Hydropower plants | N/A | Earthquake | Peak Ground Velocity (cm/s) | 0.3695
65 | E1.16 | Hydropower plants | N/A | Earthquake | Peak Ground Velocity (cm/s) | 0.37588
66 | E1.16 | Hydropower plants | N/A | Earthquake | Peak Ground Velocity (cm/s) | 0.38203
67 | E1.16 | Hydropower plants | N/A | Earthquake | Peak Ground Velocity (cm/s) | 0.38795
68 | E1.16 | Hydropower plants | N/A | Earthquake | Peak Ground Velocity (cm/s) | 0.39364
69 | E1.16 | Hydropower plants | N/A | Earthquake | Peak Ground Velocity (cm/s) | 0.39909
70 | E1.16 | Hydropower plants | N/A | Earthquake | Peak Ground Velocity (cm/s) | 0.40433
71 | E1.16 | Hydropower plants | N/A | Earthquake | Peak Ground Velocity (cm/s) | 0.40934
72 | E1.16 | Hydropower plants | N/A | Earthquake | Peak Ground Velocity (cm/s) | 0.41414
73 | E1.16 | Hydropower plants | N/A | Earthquake | Peak Ground Velocity (cm/s) | 0.41873
74 | E1.16 | Hydropower plants | N/A | Earthquake | Peak Ground Velocity (cm/s) | 0.42312
75 | E1.16 | Hydropower plants | N/A | Earthquake | Peak Ground Velocity (cm/s) | 0.4273
76 | E1.16 | Hydropower plants | N/A | Earthquake | Peak Ground Velocity (cm/s) | 0.43129
77 | E1.16 | Hydropower plants | N/A | Earthquake | Peak Ground Velocity (cm/s) | 0.43509
78 | E1.16 | Hydropower plants | N/A | Earthquake | Peak Ground Velocity (cm/s) | 0.43871
79 | E1.16 | Hydropower plants | N/A | Earthquake | Peak Ground Velocity (cm/s) | 0.44216
80 | E1.16 | Hydropower plants | N/A | Earthquake | Peak Ground Velocity (cm/s) | 0.44543
81 | E1.16 | Hydropower plants | N/A | Earthquake | Peak Ground Velocity (cm/s) | 0.44854
82 | E1.16 | Hydropower plants | N/A | Earthquake | Peak Ground Velocity (cm/s) | 0.4515
83 | E1.16 | Hydropower plants | N/A | Earthquake | Peak Ground Velocity (cm/s) | 0.4543
84 | E1.16 | Hydropower plants | N/A | Earthquake | Peak Ground Velocity (cm/s) | 0.45695
85 | E1.16 | Hydropower plants | N/A | Earthquake | Peak Ground Velocity (cm/s) | 0.45947
86 | E1.16 | Hydropower plants | N/A | Earthquake | Peak Ground Velocity (cm/s) | 0.46185
87 | E1.16 | Hydropower plants | N/A | Earthquake | Peak Ground Velocity (cm/s) | 0.4641
88 | E1.16 | Hydropower plants | N/A | Earthquake | Peak Ground Velocity (cm/s) | 0.46623
89 | E1.16 | Hydropower plants | N/A | Earthquake | Peak Ground Velocity (cm/s) | 0.46825
90 | E1.16 | Hydropower plants | N/A | Earthquake | Peak Ground Velocity (cm/s) | 0.47015
91 | E1.16 | Hydropower plants | N/A | Earthquake | Peak Ground Velocity (cm/s) | 0.47195
92 | E1.16 | Hydropower plants | N/A | Earthquake | Peak Ground Velocity (cm/s) | 0.47364
93 | E1.16 | Hydropower plants | N/A | Earthquake | Peak Ground Velocity (cm/s) | 0.47524
94 | E1.16 | Hydropower plants | N/A | Earthquake | Peak Ground Velocity (cm/s) | 0.47675
95 | E1.16 | Hydropower plants | N/A | Earthquake | Peak Ground Velocity (cm/s) | 0.47817
96 | E1.16 | Hydropower plants | N/A | Earthquake | Peak Ground Velocity (cm/s) | 0.47951
97 | E1.16 | Hydropower plants | N/A | Earthquake | Peak Ground Velocity (cm/s) | 0.48077
98 | E1.16 | Hydropower plants | N/A | Earthquake | Peak Ground Velocity (cm/s) | 0.48196
99 | E1.16 | Hydropower plants | N/A | Earthquake | Peak Ground Velocity (cm/s) | 0.48308
100 | E1.16 | Hydropower plants | N/A | Earthquake | Peak Ground Velocity (cm/s) | 0.48413
101 | E1.16 | Hydropower plants | N/A | Earthquake | Peak Ground Velocity (cm/s) | 0.48512
102 | E1.16 | Hydropower plants | N/A | Earthquake | Peak Ground Velocity (cm/s) | 0.48605
103 | E1.16 | Hydropower plants | N/A | Earthquake | Peak Ground Velocity (cm/s) | 0.48692
104 | E1.16 | Hydropower plants | N/A | Earthquake | Peak Ground Velocity (cm/s) | 0.48774
105 | E1.16 | Hydropower plants | N/A | Earthquake | Peak Ground Velocity (cm/s) | 0.48851
106 | E1.16 | Hydropower plants | N/A | Earthquake | Peak Ground Velocity (cm/s) | 0.48924
107 | E1.16 | Hydropower plants | N/A | Earthquake | Peak Ground Velocity (cm/s) | 0.48991
108 | E1.16 | Hydropower plants | N/A | Earthquake | Peak Ground Velocity (cm/s) | 0.49055
109 | E1.16 | Hydropower plants | N/A | Earthquake | Peak Ground Velocity (cm/s) | 0.49115
110 | E1.16 | Hydropower plants | N/A | Earthquake | Peak Ground Velocity (cm/s) | 0.49171
111 | E1.16 | Hydropower plants | N/A | Earthquake | Peak Ground Velocity (cm/s) | 0.49224
112 | E1.16 | Hydropower plants | N/A | Earthquake | Peak Ground Velocity (cm/s) | 0.49273
113 | E1.16 | Hydropower plants | N/A | Earthquake | Peak Ground Velocity (cm/s) | 0.49319
114 | E1.16 | Hydropower plants | N/A | Earthquake | Peak Ground Velocity (cm/s) | 0.49363
115 | E1.16 | Hydropower plants | N/A | Earthquake | Peak Ground Velocity (cm/s) | 0.49403
116 | E1.16 | Hydropower plants | N/A | Earthquake | Peak Ground Velocity (cm/s) | 0.49441
117 | E1.16 | Hydropower plants | N/A | Earthquake | Peak Ground Velocity (cm/s) | 0.49477
118 | E1.16 | Hydropower plants | N/A | Earthquake | Peak Ground Velocity (cm/s) | 0.4951
119 | E1.16 | Hydropower plants | N/A | Earthquake | Peak Ground Velocity (cm/s) | 0.49542
120 | E1.16 | Hydropower plants | N/A | Earthquake | Peak Ground Velocity (cm/s) | 0.49571
0 | W1.1 | Windturbine | 1-MW capacity, 40-m hub height | Wind | Wind speed at 10 m height (m/s) | 0
1 | W1.1 | Windturbine | 1-MW capacity, 40-m hub height | Wind | Wind speed at 10 m height (m/s) | 0
2 | W1.1 | Windturbine | 1-MW capacity, 40-m hub height | Wind | Wind speed at 10 m height (m/s) | 0
3 | W1.1 | Windturbine | 1-MW capacity, 40-m hub height | Wind | Wind speed at 10 m height (m/s) | 0
4 | W1.1 | Windturbine | 1-MW capacity, 40-m hub height | Wind | Wind speed at 10 m height (m/s) | 0
5 | W1.1 | Windturbine | 1-MW capacity, 40-m hub height | Wind | Wind speed at 10 m height (m/s) | 0
6 | W1.1 | Windturbine | 1-MW capacity, 40-m hub height | Wind | Wind speed at 10 m height (m/s) | 0
7 | W1.1 | Windturbine | 1-MW capacity, 40-m hub height | Wind | Wind speed at 10 m height (m/s) | 0
8 | W1.1 | Windturbine | 1-MW capacity, 40-m hub height | Wind | Wind speed at 10 m height (m/s) | 3.9134e-297
9 | W1.1 | Windturbine | 1-MW capacity, 40-m hub height | Wind | Wind speed at 10 m height (m/s) | 7.3343e-258
10 | W1.1 | Windturbine | 1-MW capacity, 40-m hub height | Wind | Wind speed at 10 m height (m/s) | 4.0389e-225
11 | W1.1 | Windturbine | 1-MW capacity, 40-m hub height | Wind | Wind speed at 10 m height (m/s) | 1.9061e-197
12 | W1.1 | Windturbine | 1-MW capacity, 40-m hub height | Wind | Wind speed at 10 m height (m/s) | 8.556e-174
13 | W1.1 | Windturbine | 1-MW capacity, 40-m hub height | Wind | Wind speed at 10 m height (m/s) | 2.1454e-153
14 | W1.1 | Windturbine | 1-MW capacity, 40-m hub height | Wind | Wind speed at 10 m height (m/s) | 1.1422e-135
15 | W1.1 | Windturbine | 1-MW capacity, 40-m hub height | Wind | Wind speed at 10 m height (m/s) | 3.6113e-120
16 | W1.1 | Windturbine | 1-MW capacity, 40-m hub height | Wind | Wind speed at 10 m height (m/s) | 1.5197e-106
17 | W1.1 | Windturbine | 1-MW capacity, 40-m hub height | Wind | Wind speed at 10 m height (m/s) | 1.6191e-94
18 | W1.1 | Windturbine | 1-MW capacity, 40-m hub height | Wind | Wind speed at 10 m height (m/s) | 7.3425e-84
19 | W1.1 | Windturbine | 1-MW capacity, 40-m hub height | Wind | Wind speed at 10 m height (m/s) | 2.1673e-74
20 | W1.1 | Windturbine | 1-MW capacity, 40-m hub height | Wind | Wind speed at 10 m height (m/s) | 5.9158e-66
21 | W1.1 | Windturbine | 1-MW capacity, 40-m hub height | Wind | Wind speed at 10 m height (m/s) | 2.0014e-58
22 | W1.1 | Windturbine | 1-MW capacity, 40-m hub height | Wind | Wind speed at 10 m height (m/s) | 1.074e-51
23 | W1.1 | Windturbine | 1-MW capacity, 40-m hub height | Wind | Wind speed at 10 m height (m/s) | 1.127e-45
24 | W1.1 | Windturbine | 1-MW capacity, 40-m hub height | Wind | Wind speed at 10 m height (m/s) | 2.7649e-40
25 | W1.1 | Windturbine | 1-MW capacity, 40-m hub height | Wind | Wind speed at 10 m height (m/s) | 1.8498e-35
26 | W1.1 | Windturbine | 1-MW capacity, 40-m hub height | Wind | Wind speed at 10 m height (m/s) | 3.8548e-31
27 | W1.1 | Windturbine | 1-MW capacity, 40-m hub height | Wind | Wind speed at 10 m height (m/s) | 2.8095e-27
28 | W1.1 | Windturbine | 1-MW capacity, 40-m hub height | Wind | Wind speed at 10 m height (m/s) | 7.9248e-24
29 | W1.1 | Windturbine | 1-MW capacity, 40-m hub height | Wind | Wind speed at 10 m height (m/s) | 9.457e-21
30 | W1.1 | Windturbine | 1-MW capacity, 40-m hub height | Wind | Wind speed at 10 m height (m/s) | 5.1651e-18
31 | W1.1 | Windturbine | 1-MW capacity, 40-m hub height | Wind | Wind speed at 10 m height (m/s) | 1.3845e-15
32 | W1.1 | Windturbine | 1-MW capacity, 40-m hub height | Wind | Wind speed at 10 m height (m/s) | 1.9381e-13
33 | W1.1 | Windturbine | 1-MW capacity, 40-m hub height | Wind | Wind speed at 10 m height (m/s) | 1.4982e-11
34 | W1.1 | Windturbine | 1-MW capacity, 40-m hub height | Wind | Wind speed at 10 m height (m/s) | 6.7241e-10
35 | W1.1 | Windturbine | 1-MW capacity, 40-m hub height | Wind | Wind speed at 10 m height (m/s) | 1.8336e-08
36 | W1.1 | Windturbine | 1-MW capacity, 40-m hub height | Wind | Wind speed at 10 m height (m/s) | 3.1659e-07
37 | W1.1 | Windturbine | 1-MW capacity, 40-m hub height | Wind | Wind speed at 10 m height (m/s) | 3.5952e-06
38 | W1.1 | Windturbine | 1-MW capacity, 40-m hub height | Wind | Wind speed at 10 m height (m/s) | 2.7815e-05
39 | W1.1 | Windturbine | 1-MW capacity, 40-m hub height | Wind | Wind speed at 10 m height (m/s) | 0.00015154
40 | W1.1 | Windturbine | 1-MW capacity, 40-m hub height | Wind | Wind speed at 10 m height (m/s) | 0.00060018
41 | W1.1 | Windturbine | 1-MW capacity, 40-m hub height | Wind | Wind speed at 10 m height (m/s) | 0.0017825
42 | W1.1 | Windturbine | 1-MW capacity, 40-m hub height | Wind | Wind speed at 10 m height (m/s) | 0.0040973
43 | W1.1 | Windturbine | 1-MW capacity, 40-m hub height | Wind | Wind speed at 10 m height (m/s) | 0.0075387
44 | W1.1 | Windturbine | 1-MW capacity, 40-m hub height | Wind | Wind speed at 10 m height (m/s) | 0.011546
45 | W1.1 | Windturbine | 1-MW capacity, 40-m hub height | Wind | Wind speed at 10 m height (m/s) | 0.015525
46 | W1.1 | Windturbine | 1-MW capacity, 40-m hub height | Wind | Wind speed at 10 m height (m/s) | 0.019938
47 | W1.1 | Windturbine | 1-MW capacity, 40-m hub height | Wind | Wind speed at 10 m height (m/s) | 0.027441
48 | W1.1 | Windturbine | 1-MW capacity, 40-m hub height | Wind | Wind speed at 10 m height (m/s) | 0.043332
49 | W1.1 | Windturbine | 1-MW capacity, 40-m hub height | Wind | Wind speed at 10 m height (m/s) | 0.074246
50 | W1.1 | Windturbine | 1-MW capacity, 40-m hub height | Wind | Wind speed at 10 m height (m/s) | 0.12484
51 | W1.1 | Windturbine | 1-MW capacity, 40-m hub height | Wind | Wind speed at 10 m height (m/s) | 0.19459
52 | W1.1 | Windturbine | 1-MW capacity, 40-m hub height | Wind | Wind speed at 10 m height (m/s) | 0.27799
53 | W1.1 | Windturbine | 1-MW capacity, 40-m hub height | Wind | Wind speed at 10 m height (m/s) | 0.36846
54 | W1.1 | Windturbine | 1-MW capacity, 40-m hub height | Wind | Wind speed at 10 m height (m/s) | 0.46207
55 | W1.1 | Windturbine | 1-MW capacity, 40-m hub height | Wind | Wind speed at 10 m height (m/s) | 0.55752
56 | W1.1 | Windturbine | 1-MW capacity, 40-m hub height | Wind | Wind speed at 10 m height (m/s) | 0.65307
57 | W1.1 | Windturbine | 1-MW capacity, 40-m hub height | Wind | Wind speed at 10 m height (m/s) | 0.74425
58 | W1.1 | Windturbine | 1-MW capacity, 40-m hub height | Wind | Wind speed at 10 m height (m/s) | 0.8247
59 | W1.1 | Windturbine | 1-MW capacity, 40-m hub height | Wind | Wind speed at 10 m height (m/s) | 0.88912
60 | W1.1 | Windturbine | 1-MW capacity, 40-m hub height | Wind | Wind speed at 10 m height (m/s) | 0.93554
61 | W1.1 | Windturbine | 1-MW capacity, 40-m hub height | Wind | Wind speed at 10 m height (m/s) | 0.96562
62 | W1.1 | Windturbine | 1-MW capacity, 40-m hub height | Wind | Wind speed at 10 m height (m/s) | 0.98317
63 | W1.1 | Windturbine | 1-MW capacity, 40-m hub height | Wind | Wind speed at 10 m height (m/s) | 0.99243
64 | W1.1 | Windturbine | 1-MW capacity, 40-m hub height | Wind | Wind speed at 10 m height (m/s) | 0.99686
65 | W1.1 | Windturbine | 1-MW capacity, 40-m hub height | Wind | Wind speed at 10 m height (m/s) | 0.9988
66 | W1.1 | Windturbine | 1-MW capacity, 40-m hub height | Wind | Wind speed at 10 m height (m/s) | 0.99958
67 | W1.1 | Windturbine | 1-MW capacity, 40-m hub height | Wind | Wind speed at 10 m height (m/s) | 0.99986
68 | W1.1 | Windturbine | 1-MW capacity, 40-m hub height | Wind | Wind speed at 10 m height (m/s) | 0.99996
69 | W1.1 | Windturbine | 1-MW capacity, 40-m hub height | Wind | Wind speed at 10 m height (m/s) | 0.99999
70 | W1.1 | Windturbine | 1-MW capacity, 40-m hub height | Wind | Wind speed at 10 m height (m/s) | 1
71 | W1.1 | Windturbine | 1-MW capacity, 40-m hub height | Wind | Wind speed at 10 m height (m/s) | 1
72 | W1.1 | Windturbine | 1-MW capacity, 40-m hub height | Wind | Wind speed at 10 m height (m/s) | 1
73 | W1.1 | Windturbine | 1-MW capacity, 40-m hub height | Wind | Wind speed at 10 m height (m/s) | 1
74 | W1.1 | Windturbine | 1-MW capacity, 40-m hub height | Wind | Wind speed at 10 m height (m/s) | 1
75 | W1.1 | Windturbine | 1-MW capacity, 40-m hub height | Wind | Wind speed at 10 m height (m/s) | 1
76 | W1.1 | Windturbine | 1-MW capacity, 40-m hub height | Wind | Wind speed at 10 m height (m/s) | 1
77 | W1.1 | Windturbine | 1-MW capacity, 40-m hub height | Wind | Wind speed at 10 m height (m/s) | 1
78 | W1.1 | Windturbine | 1-MW capacity, 40-m hub height | Wind | Wind speed at 10 m height (m/s) | 1
79 | W1.1 | Windturbine | 1-MW capacity, 40-m hub height | Wind | Wind speed at 10 m height (m/s) | 1
80 | W1.1 | Windturbine | 1-MW capacity, 40-m hub height | Wind | Wind speed at 10 m height (m/s) | 1
81 | W1.1 | Windturbine | 1-MW capacity, 40-m hub height | Wind | Wind speed at 10 m height (m/s) | 1
82 | W1.1 | Windturbine | 1-MW capacity, 40-m hub height | Wind | Wind speed at 10 m height (m/s) | 1
83 | W1.1 | Windturbine | 1-MW capacity, 40-m hub height | Wind | Wind speed at 10 m height (m/s) | 1
84 | W1.1 | Windturbine | 1-MW capacity, 40-m hub height | Wind | Wind speed at 10 m height (m/s) | 1
85 | W1.1 | Windturbine | 1-MW capacity, 40-m hub height | Wind | Wind speed at 10 m height (m/s) | 1
0 | W1.1a | Windturbine | 1-MW capacity, 40-m hub height | Wind | Wind speed at 10 m height (m/s) | 0
1 | W1.1a | Windturbine | 1-MW capacity, 40-m hub height | Wind | Wind speed at 10 m height (m/s) | 0
2 | W1.1a | Windturbine | 1-MW capacity, 40-m hub height | Wind | Wind speed at 10 m height (m/s) | 0
3 | W1.1a | Windturbine | 1-MW capacity, 40-m hub height | Wind | Wind speed at 10 m height (m/s) | 0
4 | W1.1a | Windturbine | 1-MW capacity, 40-m hub height | Wind | Wind speed at 10 m height (m/s) | 0
5 | W1.1a | Windturbine | 1-MW capacity, 40-m hub height | Wind | Wind speed at 10 m height (m/s) | 0
6 | W1.1a | Windturbine | 1-MW capacity, 40-m hub height | Wind | Wind speed at 10 m height (m/s) | 0
7 | W1.1a | Windturbine | 1-MW capacity, 40-m hub height | Wind | Wind speed at 10 m height (m/s) | 0
8 | W1.1a | Windturbine | 1-MW capacity, 40-m hub height | Wind | Wind speed at 10 m height (m/s) | 3.8352e-297
9 | W1.1a | Windturbine | 1-MW capacity, 40-m hub height | Wind | Wind speed at 10 m height (m/s) | 7.1876e-258
10 | W1.1a | Windturbine | 1-MW capacity, 40-m hub height | Wind | Wind speed at 10 m height (m/s) | 3.9581e-225
11 | W1.1a | Windturbine | 1-MW capacity, 40-m hub height | Wind | Wind speed at 10 m height (m/s) | 1.8679e-197
12 | W1.1a | Windturbine | 1-MW capacity, 40-m hub height | Wind | Wind speed at 10 m height (m/s) | 8.3849e-174
13 | W1.1a | Windturbine | 1-MW capacity, 40-m hub height | Wind | Wind speed at 10 m height (m/s) | 2.1025e-153
14 | W1.1a | Windturbine | 1-MW capacity, 40-m hub height | Wind | Wind speed at 10 m height (m/s) | 1.1193e-135
15 | W1.1a | Windturbine | 1-MW capacity, 40-m hub height | Wind | Wind speed at 10 m height (m/s) | 3.539e-120
16 | W1.1a | Windturbine | 1-MW capacity, 40-m hub height | Wind | Wind speed at 10 m height (m/s) | 1.4893e-106
17 | W1.1a | Windturbine | 1-MW capacity, 40-m hub height | Wind | Wind speed at 10 m height (m/s) | 1.5867e-94
18 | W1.1a | Windturbine | 1-MW capacity, 40-m hub height | Wind | Wind speed at 10 m height (m/s) | 7.1957e-84
19 | W1.1a | Windturbine | 1-MW capacity, 40-m hub height | Wind | Wind speed at 10 m height (m/s) | 2.124e-74
20 | W1.1a | Windturbine | 1-MW capacity, 40-m hub height | Wind | Wind speed at 10 m height (m/s) | 5.7974e-66
21 | W1.1a | Windturbine | 1-MW capacity, 40-m hub height | Wind | Wind speed at 10 m height (m/s) | 1.9614e-58
22 | W1.1a | Windturbine | 1-MW capacity, 40-m hub height | Wind | Wind speed at 10 m height (m/s) | 1.0525e-51
23 | W1.1a | Windturbine | 1-MW capacity, 40-m hub height | Wind | Wind speed at 10 m height (m/s) | 1.1044e-45
24 | W1.1a | Windturbine | 1-MW capacity, 40-m hub height | Wind | Wind speed at 10 m height (m/s) | 2.7096e-40
25 | W1.1a | Windturbine | 1-MW capacity, 40-m hub height | Wind | Wind speed at 10 m height (m/s) | 1.8128e-35
26 | W1.1a | Windturbine | 1-MW capacity, 40-m hub height | Wind | Wind speed at 10 m height (m/s) | 3.7777e-31
27 | W1.1a | Windturbine | 1-MW capacity, 40-m hub height | Wind | Wind speed at 10 m height (m/s) | 2.7533e-27
28 | W1.1a | Windturbine | 1-MW capacity, 40-m hub height | Wind | Wind speed at 10 m height (m/s) | 7.7663e-24
29 | W1.1a | Windturbine | 1-MW capacity, 40-m hub height | Wind | Wind speed at 10 m height (m/s) | 9.2678e-21
30 | W1.1a | Windturbine | 1-MW capacity, 40-m hub height | Wind | Wind speed at 10 m height (m/s) | 5.0618e-18
31 | W1.1a | Windturbine | 1-MW capacity, 40-m hub height | Wind | Wind speed at 10 m height (m/s) | 1.3568e-15
32 | W1.1a | Windturbine | 1-MW capacity, 40-m hub height | Wind | Wind speed at 10 m height (m/s) | 1.8993e-13
33 | W1.1a | Windturbine | 1-MW capacity, 40-m hub height | Wind | Wind speed at 10 m height (m/s) | 1.4682e-11
34 | W1.1a | Windturbine | 1-MW capacity, 40-m hub height | Wind | Wind speed at 10 m height (m/s) | 6.5897e-10
35 | W1.1a | Windturbine | 1-MW capacity, 40-m hub height | Wind | Wind speed at 10 m height (m/s) | 1.7969e-08
36 | W1.1a | Windturbine | 1-MW capacity, 40-m hub height | Wind | Wind speed at 10 m height (m/s) | 3.1025e-07
37 | W1.1a | Windturbine | 1-MW capacity, 40-m hub height | Wind | Wind speed at 10 m height (m/s) | 3.5233e-06
38 | W1.1a | Windturbine | 1-MW capacity, 40-m hub height | Wind | Wind speed at 10 m height (m/s) | 2.726e-05
39 | W1.1a | Windturbine | 1-MW capacity, 40-m hub height | Wind | Wind speed at 10 m height (m/s) | 0.00014856
40 | W1.1a | Windturbine | 1-MW capacity, 40-m hub height | Wind | Wind speed at 10 m height (m/s) | 0.00058888
41 | W1.1a | Windturbine | 1-MW capacity, 40-m hub height | Wind | Wind speed at 10 m height (m/s) | 0.0017529
42 | W1.1a | Windturbine | 1-MW capacity, 40-m hub height | Wind | Wind speed at 10 m height (m/s) | 0.0040449
43 | W1.1a | Windturbine | 1-MW capacity, 40-m hub height | Wind | Wind speed at 10 m height (m/s) | 0.0074745
44 | W1.1a | Windturbine | 1-MW capacity, 40-m hub height | Wind | Wind speed at 10 m height (m/s) | 0.011463
45 | W1.1a | Windturbine | 1-MW capacity, 40-m hub height | Wind | Wind speed at 10 m height (m/s) | 0.015274
46 | W1.1a | Windturbine | 1-MW capacity, 40-m hub height | Wind | Wind speed at 10 m height (m/s) | 0.018923
47 | W1.1a | Windturbine | 1-MW capacity, 40-m hub height | Wind | Wind speed at 10 m height (m/s) | 0.023987
48 | W1.1a | Windturbine | 1-MW capacity, 40-m hub height | Wind | Wind speed at 10 m height (m/s) | 0.033984
49 | W1.1a | Windturbine | 1-MW capacity, 40-m hub height | Wind | Wind speed at 10 m height (m/s) | 0.054081
50 | W1.1a | Windturbine | 1-MW capacity, 40-m hub height | Wind | Wind speed at 10 m height (m/s) | 0.089823
51 | W1.1a | Windturbine | 1-MW capacity, 40-m hub height | Wind | Wind speed at 10 m height (m/s) | 0.14444
52 | W1.1a | Windturbine | 1-MW capacity, 40-m hub height | Wind | Wind speed at 10 m height (m/s) | 0.21585
53 | W1.1a | Windturbine | 1-MW capacity, 40-m hub height | Wind | Wind speed at 10 m height (m/s) | 0.29721
54 | W1.1a | Windturbine | 1-MW capacity, 40-m hub height | Wind | Wind speed at 10 m height (m/s) | 0.38217
55 | W1.1a | Windturbine | 1-MW capacity, 40-m hub height | Wind | Wind speed at 10 m height (m/s) | 0.46952
56 | W1.1a | Windturbine | 1-MW capacity, 40-m hub height | Wind | Wind speed at 10 m height (m/s) | 0.56158
57 | W1.1a | Windturbine | 1-MW capacity, 40-m hub height | Wind | Wind speed at 10 m height (m/s) | 0.65829
58 | W1.1a | Windturbine | 1-MW capacity, 40-m hub height | Wind | Wind speed at 10 m height (m/s) | 0.75354
59 | W1.1a | Windturbine | 1-MW capacity, 40-m hub height | Wind | Wind speed at 10 m height (m/s) | 0.83759
60 | W1.1a | Windturbine | 1-MW capacity, 40-m hub height | Wind | Wind speed at 10 m height (m/s) | 0.90278
61 | W1.1a | Windturbine | 1-MW capacity, 40-m hub height | Wind | Wind speed at 10 m height (m/s) | 0.94715
62 | W1.1a | Windturbine | 1-MW capacity, 40-m hub height | Wind | Wind speed at 10 m height (m/s) | 0.97385
63 | W1.1a | Windturbine | 1-MW capacity, 40-m hub height | Wind | Wind speed at 10 m height (m/s) | 0.98817
64 | W1.1a | Windturbine | 1-MW capacity, 40-m hub height | Wind | Wind speed at 10 m height (m/s) | 0.99509
65 | W1.1a | Windturbine | 1-MW capacity, 40-m hub height | Wind | Wind speed at 10 m height (m/s) | 0.99812
66 | W1.1a | Windturbine | 1-MW capacity, 40-m hub height | Wind | Wind speed at 10 m height (m/s) | 0.99933
67 | W1.1a | Windturbine | 1-MW capacity, 40-m hub height | Wind | Wind speed at 10 m height (m/s) | 0.99978
68 | W1.1a | Windturbine | 1-MW capacity, 40-m hub height | Wind | Wind speed at 10 m height (m/s) | 0.99993
69 | W1.1a | Windturbine | 1-MW capacity, 40-m hub height | Wind | Wind speed at 10 m height (m/s) | 0.99998
70 | W1.1a | Windturbine | 1-MW capacity, 40-m hub height | Wind | Wind speed at 10 m height (m/s) | 0.99999
71 | W1.1a | Windturbine | 1-MW capacity, 40-m hub height | Wind | Wind speed at 10 m height (m/s) | 1
72 | W1.1a | Windturbine | 1-MW capacity, 40-m hub height | Wind | Wind speed at 10 m height (m/s) | 1
73 | W1.1a | Windturbine | 1-MW capacity, 40-m hub height | Wind | Wind speed at 10 m height (m/s) | 1
74 | W1.1a | Windturbine | 1-MW capacity, 40-m hub height | Wind | Wind speed at 10 m height (m/s) | 1
75 | W1.1a | Windturbine | 1-MW capacity, 40-m hub height | Wind | Wind speed at 10 m height (m/s) | 1
76 | W1.1a | Windturbine | 1-MW capacity, 40-m hub height | Wind | Wind speed at 10 m height (m/s) | 1
77 | W1.1a | Windturbine | 1-MW capacity, 40-m hub height | Wind | Wind speed at 10 m height (m/s) | 1
78 | W1.1a | Windturbine | 1-MW capacity, 40-m hub height | Wind | Wind speed at 10 m height (m/s) | 1
79 | W1.1a | Windturbine | 1-MW capacity, 40-m hub height | Wind | Wind speed at 10 m height (m/s) | 1
80 | W1.1a | Windturbine | 1-MW capacity, 40-m hub height | Wind | Wind speed at 10 m height (m/s) | 1
81 | W1.1a | Windturbine | 1-MW capacity, 40-m hub height | Wind | Wind speed at 10 m height (m/s) | 1
82 | W1.1a | Windturbine | 1-MW capacity, 40-m hub height | Wind | Wind speed at 10 m height (m/s) | 1
83 | W1.1a | Windturbine | 1-MW capacity, 40-m hub height | Wind | Wind speed at 10 m height (m/s) | 1
84 | W1.1a | Windturbine | 1-MW capacity, 40-m hub height | Wind | Wind speed at 10 m height (m/s) | 1
85 | W1.1a | Windturbine | 1-MW capacity, 40-m hub height | Wind | Wind speed at 10 m height (m/s) | 1
0 | W1.1b | Windturbine | 1-MW capacity, 40-m hub height | Wind | Wind speed at 10 m height (m/s) | 0
1 | W1.1b | Windturbine | 1-MW capacity, 40-m hub height | Wind | Wind speed at 10 m height (m/s) | 0
2 | W1.1b | Windturbine | 1-MW capacity, 40-m hub height | Wind | Wind speed at 10 m height (m/s) | 0
3 | W1.1b | Windturbine | 1-MW capacity, 40-m hub height | Wind | Wind speed at 10 m height (m/s) | 0
4 | W1.1b | Windturbine | 1-MW capacity, 40-m hub height | Wind | Wind speed at 10 m height (m/s) | 0
5 | W1.1b | Windturbine | 1-MW capacity, 40-m hub height | Wind | Wind speed at 10 m height (m/s) | 0
6 | W1.1b | Windturbine | 1-MW capacity, 40-m hub height | Wind | Wind speed at 10 m height (m/s) | 0
7 | W1.1b | Windturbine | 1-MW capacity, 40-m hub height | Wind | Wind speed at 10 m height (m/s) | 0
8 | W1.1b | Windturbine | 1-MW capacity, 40-m hub height | Wind | Wind speed at 10 m height (m/s) | 3.9917e-297
9 | W1.1b | Windturbine | 1-MW capacity, 40-m hub height | Wind | Wind speed at 10 m height (m/s) | 7.4809e-258
10 | W1.1b | Windturbine | 1-MW capacity, 40-m hub height | Wind | Wind speed at 10 m height (m/s) | 4.1197e-225
11 | W1.1b | Windturbine | 1-MW capacity, 40-m hub height | Wind | Wind speed at 10 m height (m/s) | 1.9442e-197
12 | W1.1b | Windturbine | 1-MW capacity, 40-m hub height | Wind | Wind speed at 10 m height (m/s) | 8.7271e-174
13 | W1.1b | Windturbine | 1-MW capacity, 40-m hub height | Wind | Wind speed at 10 m height (m/s) | 2.1883e-153
14 | W1.1b | Windturbine | 1-MW capacity, 40-m hub height | Wind | Wind speed at 10 m height (m/s) | 1.165e-135
15 | W1.1b | Windturbine | 1-MW capacity, 40-m hub height | Wind | Wind speed at 10 m height (m/s) | 3.6835e-120
16 | W1.1b | Windturbine | 1-MW capacity, 40-m hub height | Wind | Wind speed at 10 m height (m/s) | 1.5501e-106
17 | W1.1b | Windturbine | 1-MW capacity, 40-m hub height | Wind | Wind speed at 10 m height (m/s) | 1.6515e-94
18 | W1.1b | Windturbine | 1-MW capacity, 40-m hub height | Wind | Wind speed at 10 m height (m/s) | 7.4894e-84
19 | W1.1b | Windturbine | 1-MW capacity, 40-m hub height | Wind | Wind speed at 10 m height (m/s) | 2.2107e-74
20 | W1.1b | Windturbine | 1-MW capacity, 40-m hub height | Wind | Wind speed at 10 m height (m/s) | 6.0341e-66
21 | W1.1b | Windturbine | 1-MW capacity, 40-m hub height | Wind | Wind speed at 10 m height (m/s) | 2.0414e-58
22 | W1.1b | Windturbine | 1-MW capacity, 40-m hub height | Wind | Wind speed at 10 m height (m/s) | 1.0955e-51
23 | W1.1b | Windturbine | 1-MW capacity, 40-m hub height | Wind | Wind speed at 10 m height (m/s) | 1.1495e-45
24 | W1.1b | Windturbine | 1-MW capacity, 40-m hub height | Wind | Wind speed at 10 m height (m/s) | 2.8202e-40
25 | W1.1b | Windturbine | 1-MW capacity, 40-m hub height | Wind | Wind speed at 10 m height (m/s) | 1.8868e-35
26 | W1.1b | Windturbine | 1-MW capacity, 40-m hub height | Wind | Wind speed at 10 m height (m/s) | 3.9319e-31
27 | W1.1b | Windturbine | 1-MW capacity, 40-m hub height | Wind | Wind speed at 10 m height (m/s) | 2.8657e-27
28 | W1.1b | Windturbine | 1-MW capacity, 40-m hub height | Wind | Wind speed at 10 m height (m/s) | 8.0833e-24
29 | W1.1b | Windturbine | 1-MW capacity, 40-m hub height | Wind | Wind speed at 10 m height (m/s) | 9.6461e-21
30 | W1.1b | Windturbine | 1-MW capacity, 40-m hub height | Wind | Wind speed at 10 m height (m/s) | 5.2684e-18
31 | W1.1b | Windturbine | 1-MW capacity, 40-m hub height | Wind | Wind speed at 10 m height (m/s) | 1.4121e-15
32 | W1.1b | Windturbine | 1-MW capacity, 40-m hub height | Wind | Wind speed at 10 m height (m/s) | 1.9769e-13
33 | W1.1b | Windturbine | 1-MW capacity, 40-m hub height | Wind | Wind speed at 10 m height (m/s) | 1.5282e-11
34 | W1.1b | Windturbine | 1-MW capacity, 40-m hub height | Wind | Wind speed at 10 m height (m/s) | 6.8586e-10
35 | W1.1b | Windturbine | 1-MW capacity, 40-m hub height | Wind | Wind speed at 10 m height (m/s) | 1.8702e-08
36 | W1.1b | Windturbine | 1-MW capacity, 40-m hub height | Wind | Wind speed at 10 m height (m/s) | 3.2292e-07
37 | W1.1b | Windturbine | 1-MW capacity, 40-m hub height | Wind | Wind speed at 10 m height (m/s) | 3.6671e-06
38 | W1.1b | Windturbine | 1-MW capacity, 40-m hub height | Wind | Wind speed at 10 m height (m/s) | 2.837e-05
39 | W1.1b | Windturbine | 1-MW capacity, 40-m hub height | Wind | Wind speed at 10 m height (m/s) | 0.00015453
40 | W1.1b | Windturbine | 1-MW capacity, 40-m hub height | Wind | Wind speed at 10 m height (m/s) | 0.00061148
41 | W1.1b | Windturbine | 1-MW capacity, 40-m hub height | Wind | Wind speed at 10 m height (m/s) | 0.0018121
42 | W1.1b | Windturbine | 1-MW capacity, 40-m hub height | Wind | Wind speed at 10 m height (m/s) | 0.0041497
43 | W1.1b | Windturbine | 1-MW capacity, 40-m hub height | Wind | Wind speed at 10 m height (m/s) | 0.007603
44 | W1.1b | Windturbine | 1-MW capacity, 40-m hub height | Wind | Wind speed at 10 m height (m/s) | 0.011629
45 | W1.1b | Windturbine | 1-MW capacity, 40-m hub height | Wind | Wind speed at 10 m height (m/s) | 0.015777
46 | W1.1b | Windturbine | 1-MW capacity, 40-m hub height | Wind | Wind speed at 10 m height (m/s) | 0.020953
47 | W1.1b | Windturbine | 1-MW capacity, 40-m hub height | Wind | Wind speed at 10 m height (m/s) | 0.030895
48 | W1.1b | Windturbine | 1-MW capacity, 40-m hub height | Wind | Wind speed at 10 m height (m/s) | 0.052681
49 | W1.1b | Windturbine | 1-MW capacity, 40-m hub height | Wind | Wind speed at 10 m height (m/s) | 0.094412
50 | W1.1b | Windturbine | 1-MW capacity, 40-m hub height | Wind | Wind speed at 10 m height (m/s) | 0.15985
51 | W1.1b | Windturbine | 1-MW capacity, 40-m hub height | Wind | Wind speed at 10 m height (m/s) | 0.24473
52 | W1.1b | Windturbine | 1-MW capacity, 40-m hub height | Wind | Wind speed at 10 m height (m/s) | 0.34014
53 | W1.1b | Windturbine | 1-MW capacity, 40-m hub height | Wind | Wind speed at 10 m height (m/s) | 0.43972
54 | W1.1b | Windturbine | 1-MW capacity, 40-m hub height | Wind | Wind speed at 10 m height (m/s) | 0.54197
55 | W1.1b | Windturbine | 1-MW capacity, 40-m hub height | Wind | Wind speed at 10 m height (m/s) | 0.64552
56 | W1.1b | Windturbine | 1-MW capacity, 40-m hub height | Wind | Wind speed at 10 m height (m/s) | 0.74456
57 | W1.1b | Windturbine | 1-MW capacity, 40-m hub height | Wind | Wind speed at 10 m height (m/s) | 0.83021
58 | W1.1b | Windturbine | 1-MW capacity, 40-m hub height | Wind | Wind speed at 10 m height (m/s) | 0.89587
59 | W1.1b | Windturbine | 1-MW capacity, 40-m hub height | Wind | Wind speed at 10 m height (m/s) | 0.94065
60 | W1.1b | Windturbine | 1-MW capacity, 40-m hub height | Wind | Wind speed at 10 m height (m/s) | 0.9683
61 | W1.1b | Windturbine | 1-MW capacity, 40-m hub height | Wind | Wind speed at 10 m height (m/s) | 0.98408
62 | W1.1b | Windturbine | 1-MW capacity, 40-m hub height | Wind | Wind speed at 10 m height (m/s) | 0.99249
63 | W1.1b | Windturbine | 1-MW capacity, 40-m hub height | Wind | Wind speed at 10 m height (m/s) | 0.99669
64 | W1.1b | Windturbine | 1-MW capacity, 40-m hub height | Wind | Wind speed at 10 m height (m/s) | 0.99864
65 | W1.1b | Windturbine | 1-MW capacity, 40-m hub height | Wind | Wind speed at 10 m height (m/s) | 0.99948
66 | W1.1b | Windturbine | 1-MW capacity, 40-m hub height | Wind | Wind speed at 10 m height (m/s) | 0.99982
67 | W1.1b | Windturbine | 1-MW capacity, 40-m hub height | Wind | Wind speed at 10 m height (m/s) | 0.99994
68 | W1.1b | Windturbine | 1-MW capacity, 40-m hub height | Wind | Wind speed at 10 m height (m/s) | 0.99998
69 | W1.1b | Windturbine | 1-MW capacity, 40-m hub height | Wind | Wind speed at 10 m height (m/s) | 0.99999
70 | W1.1b | Windturbine | 1-MW capacity, 40-m hub height | Wind | Wind speed at 10 m height (m/s) | 1
71 | W1.1b | Windturbine | 1-MW capacity, 40-m hub height | Wind | Wind speed at 10 m height (m/s) | 1
72 | W1.1b | Windturbine | 1-MW capacity, 40-m hub height | Wind | Wind speed at 10 m height (m/s) | 1
73 | W1.1b | Windturbine | 1-MW capacity, 40-m hub height | Wind | Wind speed at 10 m height (m/s) | 1
74 | W1.1b | Windturbine | 1-MW capacity, 40-m hub height | Wind | Wind speed at 10 m height (m/s) | 1
75 | W1.1b | Windturbine | 1-MW capacity, 40-m hub height | Wind | Wind speed at 10 m height (m/s) | 1
76 | W1.1b | Windturbine | 1-MW capacity, 40-m hub height | Wind | Wind speed at 10 m height (m/s) | 1
77 | W1.1b | Windturbine | 1-MW capacity, 40-m hub height | Wind | Wind speed at 10 m height (m/s) | 1
78 | W1.1b | Windturbine | 1-MW capacity, 40-m hub height | Wind | Wind speed at 10 m height (m/s) | 1
79 | W1.1b | Windturbine | 1-MW capacity, 40-m hub height | Wind | Wind speed at 10 m height (m/s) | 1
80 | W1.1b | Windturbine | 1-MW capacity, 40-m hub height | Wind | Wind speed at 10 m height (m/s) | 1
81 | W1.1b | Windturbine | 1-MW capacity, 40-m hub height | Wind | Wind speed at 10 m height (m/s) | 1
82 | W1.1b | Windturbine | 1-MW capacity, 40-m hub height | Wind | Wind speed at 10 m height (m/s) | 1
83 | W1.1b | Windturbine | 1-MW capacity, 40-m hub height | Wind | Wind speed at 10 m height (m/s) | 1
84 | W1.1b | Windturbine | 1-MW capacity, 40-m hub height | Wind | Wind speed at 10 m height (m/s) | 1
85 | W1.1b | Windturbine | 1-MW capacity, 40-m hub height | Wind | Wind speed at 10 m height (m/s) | 1
0 | W1.2 | Windturbine | 2.5-MW capacity, 80-m hub height | Wind | Wind speed at 10 m height (m/s) | 0
1 | W1.2 | Windturbine | 2.5-MW capacity, 80-m hub height | Wind | Wind speed at 10 m height (m/s) | 0
2 | W1.2 | Windturbine | 2.5-MW capacity, 80-m hub height | Wind | Wind speed at 10 m height (m/s) | 0
3 | W1.2 | Windturbine | 2.5-MW capacity, 80-m hub height | Wind | Wind speed at 10 m height (m/s) | 0
4 | W1.2 | Windturbine | 2.5-MW capacity, 80-m hub height | Wind | Wind speed at 10 m height (m/s) | 0
5 | W1.2 | Windturbine | 2.5-MW capacity, 80-m hub height | Wind | Wind speed at 10 m height (m/s) | 0
6 | W1.2 | Windturbine | 2.5-MW capacity, 80-m hub height | Wind | Wind speed at 10 m height (m/s) | 8.2681e-301
7 | W1.2 | Windturbine | 2.5-MW capacity, 80-m hub height | Wind | Wind speed at 10 m height (m/s) | 7.7644e-255
8 | W1.2 | Windturbine | 2.5-MW capacity, 80-m hub height | Wind | Wind speed at 10 m height (m/s) | 3.9385e-218
9 | W1.2 | Windturbine | 2.5-MW capacity, 80-m hub height | Wind | Wind speed at 10 m height (m/s) | 3.7091e-188
10 | W1.2 | Windturbine | 2.5-MW capacity, 80-m hub height | Wind | Wind speed at 10 m height (m/s) | 2.9792e-163
11 | W1.2 | Windturbine | 2.5-MW capacity, 80-m hub height | Wind | Wind speed at 10 m height (m/s) | 2.8284e-142
12 | W1.2 | Windturbine | 2.5-MW capacity, 80-m hub height | Wind | Wind speed at 10 m height (m/s) | 2.0685e-124
13 | W1.2 | Windturbine | 2.5-MW capacity, 80-m hub height | Wind | Wind speed at 10 m height (m/s) | 4.6202e-109
14 | W1.2 | Windturbine | 2.5-MW capacity, 80-m hub height | Wind | Wind speed at 10 m height (m/s) | 8.9011e-96
15 | W1.2 | Windturbine | 2.5-MW capacity, 80-m hub height | Wind | Wind speed at 10 m height (m/s) | 3.289e-84
16 | W1.2 | Windturbine | 2.5-MW capacity, 80-m hub height | Wind | Wind speed at 10 m height (m/s) | 4.3609e-74
17 | W1.2 | Windturbine | 2.5-MW capacity, 80-m hub height | Wind | Wind speed at 10 m height (m/s) | 3.4169e-65
18 | W1.2 | Windturbine | 2.5-MW capacity, 80-m hub height | Wind | Wind speed at 10 m height (m/s) | 2.3667e-57
19 | W1.2 | Windturbine | 2.5-MW capacity, 80-m hub height | Wind | Wind speed at 10 m height (m/s) | 2.0137e-50
20 | W1.2 | Windturbine | 2.5-MW capacity, 80-m hub height | Wind | Wind speed at 10 m height (m/s) | 2.7621e-44
21 | W1.2 | Windturbine | 2.5-MW capacity, 80-m hub height | Wind | Wind speed at 10 m height (m/s) | 7.6621e-39
22 | W1.2 | Windturbine | 2.5-MW capacity, 80-m hub height | Wind | Wind speed at 10 m height (m/s) | 5.2015e-34
23 | W1.2 | Windturbine | 2.5-MW capacity, 80-m hub height | Wind | Wind speed at 10 m height (m/s) | 1.0158e-29
24 | W1.2 | Windturbine | 2.5-MW capacity, 80-m hub height | Wind | Wind speed at 10 m height (m/s) | 6.5524e-26
25 | W1.2 | Windturbine | 2.5-MW capacity, 80-m hub height | Wind | Wind speed at 10 m height (m/s) | 1.572e-22
26 | W1.2 | Windturbine | 2.5-MW capacity, 80-m hub height | Wind | Wind speed at 10 m height (m/s) | 1.5546e-19
27 | W1.2 | Windturbine | 2.5-MW capacity, 80-m hub height | Wind | Wind speed at 10 m height (m/s) | 6.9299e-17
28 | W1.2 | Windturbine | 2.5-MW capacity, 80-m hub height | Wind | Wind speed at 10 m height (m/s) | 1.5058e-14
29 | W1.2 | Windturbine | 2.5-MW capacity, 80-m hub height | Wind | Wind speed at 10 m height (m/s) | 1.7085e-12
30 | W1.2 | Windturbine | 2.5-MW capacity, 80-m hub height | Wind | Wind speed at 10 m height (m/s) | 1.0759e-10
31 | W1.2 | Windturbine | 2.5-MW capacity, 80-m hub height | Wind | Wind speed at 10 m height (m/s) | 3.97e-09
32 | W1.2 | Windturbine | 2.5-MW capacity, 80-m hub height | Wind | Wind speed at 10 m height (m/s) | 9.0109e-08
33 | W1.2 | Windturbine | 2.5-MW capacity, 80-m hub height | Wind | Wind speed at 10 m height (m/s) | 1.3149e-06
34 | W1.2 | Windturbine | 2.5-MW capacity, 80-m hub height | Wind | Wind speed at 10 m height (m/s) | 1.2849e-05
35 | W1.2 | Windturbine | 2.5-MW capacity, 80-m hub height | Wind | Wind speed at 10 m height (m/s) | 8.7474e-05
36 | W1.2 | Windturbine | 2.5-MW capacity, 80-m hub height | Wind | Wind speed at 10 m height (m/s) | 0.00043221
37 | W1.2 | Windturbine | 2.5-MW capacity, 80-m hub height | Wind | Wind speed at 10 m height (m/s) | 0.0016238
38 | W1.2 | Windturbine | 2.5-MW capacity, 80-m hub height | Wind | Wind speed at 10 m height (m/s) | 0.0049038
39 | W1.2 | Windturbine | 2.5-MW capacity, 80-m hub height | Wind | Wind speed at 10 m height (m/s) | 0.012637
40 | W1.2 | Windturbine | 2.5-MW capacity, 80-m hub height | Wind | Wind speed at 10 m height (m/s) | 0.029095
41 | W1.2 | Windturbine | 2.5-MW capacity, 80-m hub height | Wind | Wind speed at 10 m height (m/s) | 0.060656
42 | W1.2 | Windturbine | 2.5-MW capacity, 80-m hub height | Wind | Wind speed at 10 m height (m/s) | 0.11313
43 | W1.2 | Windturbine | 2.5-MW capacity, 80-m hub height | Wind | Wind speed at 10 m height (m/s) | 0.1861
44 | W1.2 | Windturbine | 2.5-MW capacity, 80-m hub height | Wind | Wind speed at 10 m height (m/s) | 0.26963
45 | W1.2 | Windturbine | 2.5-MW capacity, 80-m hub height | Wind | Wind speed at 10 m height (m/s) | 0.34868
46 | W1.2 | Windturbine | 2.5-MW capacity, 80-m hub height | Wind | Wind speed at 10 m height (m/s) | 0.41252
47 | W1.2 | Windturbine | 2.5-MW capacity, 80-m hub height | Wind | Wind speed at 10 m height (m/s) | 0.46094
48 | W1.2 | Windturbine | 2.5-MW capacity, 80-m hub height | Wind | Wind speed at 10 m height (m/s) | 0.50277
49 | W1.2 | Windturbine | 2.5-MW capacity, 80-m hub height | Wind | Wind speed at 10 m height (m/s) | 0.54956
50 | W1.2 | Windturbine | 2.5-MW capacity, 80-m hub height | Wind | Wind speed at 10 m height (m/s) | 0.60884
51 | W1.2 | Windturbine | 2.5-MW capacity, 80-m hub height | Wind | Wind speed at 10 m height (m/s) | 0.68068
52 | W1.2 | Windturbine | 2.5-MW capacity, 80-m hub height | Wind | Wind speed at 10 m height (m/s) | 0.75826
53 | W1.2 | Windturbine | 2.5-MW capacity, 80-m hub height | Wind | Wind speed at 10 m height (m/s) | 0.83174
54 | W1.2 | Windturbine | 2.5-MW capacity, 80-m hub height | Wind | Wind speed at 10 m height (m/s) | 0.89284
55 | W1.2 | Windturbine | 2.5-MW capacity, 80-m hub height | Wind | Wind speed at 10 m height (m/s) | 0.93768
56 | W1.2 | Windturbine | 2.5-MW capacity, 80-m hub height | Wind | Wind speed at 10 m height (m/s) | 0.96691
57 | W1.2 | Windturbine | 2.5-MW capacity, 80-m hub height | Wind | Wind speed at 10 m height (m/s) | 0.98394
58 | W1.2 | Windturbine | 2.5-MW capacity, 80-m hub height | Wind | Wind speed at 10 m height (m/s) | 0.99286
59 | W1.2 | Windturbine | 2.5-MW capacity, 80-m hub height | Wind | Wind speed at 10 m height (m/s) | 0.99709
60 | W1.2 | Windturbine | 2.5-MW capacity, 80-m hub height | Wind | Wind speed at 10 m height (m/s) | 0.99891
61 | W1.2 | Windturbine | 2.5-MW capacity, 80-m hub height | Wind | Wind speed at 10 m height (m/s) | 0.99962
62 | W1.2 | Windturbine | 2.5-MW capacity, 80-m hub height | Wind | Wind speed at 10 m height (m/s) | 0.99988
63 | W1.2 | Windturbine | 2.5-MW capacity, 80-m hub height | Wind | Wind speed at 10 m height (m/s) | 0.99996
64 | W1.2 | Windturbine | 2.5-MW capacity, 80-m hub height | Wind | Wind speed at 10 m height (m/s) | 0.99999
65 | W1.2 | Windturbine | 2.5-MW capacity, 80-m hub height | Wind | Wind speed at 10 m height (m/s) | 1
66 | W1.2 | Windturbine | 2.5-MW capacity, 80-m hub height | Wind | Wind speed at 10 m height (m/s) | 1
67 | W1.2 | Windturbine | 2.5-MW capacity, 80-m hub height | Wind | Wind speed at 10 m height (m/s) | 1
68 | W1.2 | Windturbine | 2.5-MW capacity, 80-m hub height | Wind | Wind speed at 10 m height (m/s) | 1
69 | W1.2 | Windturbine | 2.5-MW capacity, 80-m hub height | Wind | Wind speed at 10 m height (m/s) | 1
70 | W1.2 | Windturbine | 2.5-MW capacity, 80-m hub height | Wind | Wind speed at 10 m height (m/s) | 1
71 | W1.2 | Windturbine | 2.5-MW capacity, 80-m hub height | Wind | Wind speed at 10 m height (m/s) | 1
72 | W1.2 | Windturbine | 2.5-MW capacity, 80-m hub height | Wind | Wind speed at 10 m height (m/s) | 1
73 | W1.2 | Windturbine | 2.5-MW capacity, 80-m hub height | Wind | Wind speed at 10 m height (m/s) | 1
74 | W1.2 | Windturbine | 2.5-MW capacity, 80-m hub height | Wind | Wind speed at 10 m height (m/s) | 1
75 | W1.2 | Windturbine | 2.5-MW capacity, 80-m hub height | Wind | Wind speed at 10 m height (m/s) | 1
76 | W1.2 | Windturbine | 2.5-MW capacity, 80-m hub height | Wind | Wind speed at 10 m height (m/s) | 1
77 | W1.2 | Windturbine | 2.5-MW capacity, 80-m hub height | Wind | Wind speed at 10 m height (m/s) | 1
78 | W1.2 | Windturbine | 2.5-MW capacity, 80-m hub height | Wind | Wind speed at 10 m height (m/s) | 1
79 | W1.2 | Windturbine | 2.5-MW capacity, 80-m hub height | Wind | Wind speed at 10 m height (m/s) | 1
80 | W1.2 | Windturbine | 2.5-MW capacity, 80-m hub height | Wind | Wind speed at 10 m height (m/s) | 1
81 | W1.2 | Windturbine | 2.5-MW capacity, 80-m hub height | Wind | Wind speed at 10 m height (m/s) | 1
82 | W1.2 | Windturbine | 2.5-MW capacity, 80-m hub height | Wind | Wind speed at 10 m height (m/s) | 1
83 | W1.2 | Windturbine | 2.5-MW capacity, 80-m hub height | Wind | Wind speed at 10 m height (m/s) | 1
84 | W1.2 | Windturbine | 2.5-MW capacity, 80-m hub height | Wind | Wind speed at 10 m height (m/s) | 1
85 | W1.2 | Windturbine | 2.5-MW capacity, 80-m hub height | Wind | Wind speed at 10 m height (m/s) | 1
0 | W1.2a | Windturbine | 2.5-MW capacity, 80-m hub height | Wind | Wind speed at 10 m height (m/s) | 0
1 | W1.2a | Windturbine | 2.5-MW capacity, 80-m hub height | Wind | Wind speed at 10 m height (m/s) | 0
2 | W1.2a | Windturbine | 2.5-MW capacity, 80-m hub height | Wind | Wind speed at 10 m height (m/s) | 0
3 | W1.2a | Windturbine | 2.5-MW capacity, 80-m hub height | Wind | Wind speed at 10 m height (m/s) | 0
4 | W1.2a | Windturbine | 2.5-MW capacity, 80-m hub height | Wind | Wind speed at 10 m height (m/s) | 0
5 | W1.2a | Windturbine | 2.5-MW capacity, 80-m hub height | Wind | Wind speed at 10 m height (m/s) | 0
6 | W1.2a | Windturbine | 2.5-MW capacity, 80-m hub height | Wind | Wind speed at 10 m height (m/s) | 7.9374e-301
7 | W1.2a | Windturbine | 2.5-MW capacity, 80-m hub height | Wind | Wind speed at 10 m height (m/s) | 7.4538e-255
8 | W1.2a | Windturbine | 2.5-MW capacity, 80-m hub height | Wind | Wind speed at 10 m height (m/s) | 3.7809e-218
9 | W1.2a | Windturbine | 2.5-MW capacity, 80-m hub height | Wind | Wind speed at 10 m height (m/s) | 3.5608e-188
10 | W1.2a | Windturbine | 2.5-MW capacity, 80-m hub height | Wind | Wind speed at 10 m height (m/s) | 2.86e-163
11 | W1.2a | Windturbine | 2.5-MW capacity, 80-m hub height | Wind | Wind speed at 10 m height (m/s) | 2.7153e-142
12 | W1.2a | Windturbine | 2.5-MW capacity, 80-m hub height | Wind | Wind speed at 10 m height (m/s) | 1.9857e-124
13 | W1.2a | Windturbine | 2.5-MW capacity, 80-m hub height | Wind | Wind speed at 10 m height (m/s) | 4.4354e-109
14 | W1.2a | Windturbine | 2.5-MW capacity, 80-m hub height | Wind | Wind speed at 10 m height (m/s) | 8.5451e-96
15 | W1.2a | Windturbine | 2.5-MW capacity, 80-m hub height | Wind | Wind speed at 10 m height (m/s) | 3.1574e-84
16 | W1.2a | Windturbine | 2.5-MW capacity, 80-m hub height | Wind | Wind speed at 10 m height (m/s) | 4.1865e-74
17 | W1.2a | Windturbine | 2.5-MW capacity, 80-m hub height | Wind | Wind speed at 10 m height (m/s) | 3.2803e-65
18 | W1.2a | Windturbine | 2.5-MW capacity, 80-m hub height | Wind | Wind speed at 10 m height (m/s) | 2.272e-57
19 | W1.2a | Windturbine | 2.5-MW capacity, 80-m hub height | Wind | Wind speed at 10 m height (m/s) | 1.9331e-50
20 | W1.2a | Windturbine | 2.5-MW capacity, 80-m hub height | Wind | Wind speed at 10 m height (m/s) | 2.6516e-44
21 | W1.2a | Windturbine | 2.5-MW capacity, 80-m hub height | Wind | Wind speed at 10 m height (m/s) | 7.3556e-39
22 | W1.2a | Windturbine | 2.5-MW capacity, 80-m hub height | Wind | Wind speed at 10 m height (m/s) | 4.9934e-34
23 | W1.2a | Windturbine | 2.5-MW capacity, 80-m hub height | Wind | Wind speed at 10 m height (m/s) | 9.7519e-30
24 | W1.2a | Windturbine | 2.5-MW capacity, 80-m hub height | Wind | Wind speed at 10 m height (m/s) | 6.2903e-26
25 | W1.2a | Windturbine | 2.5-MW capacity, 80-m hub height | Wind | Wind speed at 10 m height (m/s) | 1.5091e-22
26 | W1.2a | Windturbine | 2.5-MW capacity, 80-m hub height | Wind | Wind speed at 10 m height (m/s) | 1.4924e-19
27 | W1.2a | Windturbine | 2.5-MW capacity, 80-m hub height | Wind | Wind speed at 10 m height (m/s) | 6.6527e-17
28 | W1.2a | Windturbine | 2.5-MW capacity, 80-m hub height | Wind | Wind speed at 10 m height (m/s) | 1.4455e-14
29 | W1.2a | Windturbine | 2.5-MW capacity, 80-m hub height | Wind | Wind speed at 10 m height (m/s) | 1.6402e-12
30 | W1.2a | Windturbine | 2.5-MW capacity, 80-m hub height | Wind | Wind speed at 10 m height (m/s) | 1.0329e-10
31 | W1.2a | Windturbine | 2.5-MW capacity, 80-m hub height | Wind | Wind speed at 10 m height (m/s) | 3.811e-09
32 | W1.2a | Windturbine | 2.5-MW capacity, 80-m hub height | Wind | Wind speed at 10 m height (m/s) | 8.649e-08
33 | W1.2a | Windturbine | 2.5-MW capacity, 80-m hub height | Wind | Wind speed at 10 m height (m/s) | 1.2615e-06
34 | W1.2a | Windturbine | 2.5-MW capacity, 80-m hub height | Wind | Wind speed at 10 m height (m/s) | 1.2313e-05
35 | W1.2a | Windturbine | 2.5-MW capacity, 80-m hub height | Wind | Wind speed at 10 m height (m/s) | 8.3534e-05
36 | W1.2a | Windturbine | 2.5-MW capacity, 80-m hub height | Wind | Wind speed at 10 m height (m/s) | 0.00040918
37 | W1.2a | Windturbine | 2.5-MW capacity, 80-m hub height | Wind | Wind speed at 10 m height (m/s) | 0.0015077
38 | W1.2a | Windturbine | 2.5-MW capacity, 80-m hub height | Wind | Wind speed at 10 m height (m/s) | 0.0043838
39 | W1.2a | Windturbine | 2.5-MW capacity, 80-m hub height | Wind | Wind speed at 10 m height (m/s) | 0.010642
40 | W1.2a | Windturbine | 2.5-MW capacity, 80-m hub height | Wind | Wind speed at 10 m height (m/s) | 0.022878
41 | W1.2a | Windturbine | 2.5-MW capacity, 80-m hub height | Wind | Wind speed at 10 m height (m/s) | 0.045505
42 | W1.2a | Windturbine | 2.5-MW capacity, 80-m hub height | Wind | Wind speed at 10 m height (m/s) | 0.084686
43 | W1.2a | Windturbine | 2.5-MW capacity, 80-m hub height | Wind | Wind speed at 10 m height (m/s) | 0.14508
44 | W1.2a | Windturbine | 2.5-MW capacity, 80-m hub height | Wind | Wind speed at 10 m height (m/s) | 0.22401
45 | W1.2a | Windturbine | 2.5-MW capacity, 80-m hub height | Wind | Wind speed at 10 m height (m/s) | 0.30877
46 | W1.2a | Windturbine | 2.5-MW capacity, 80-m hub height | Wind | Wind speed at 10 m height (m/s) | 0.38298
47 | W1.2a | Windturbine | 2.5-MW capacity, 80-m hub height | Wind | Wind speed at 10 m height (m/s) | 0.43801
48 | W1.2a | Windturbine | 2.5-MW capacity, 80-m hub height | Wind | Wind speed at 10 m height (m/s) | 0.4776
49 | W1.2a | Windturbine | 2.5-MW capacity, 80-m hub height | Wind | Wind speed at 10 m height (m/s) | 0.5132
50 | W1.2a | Windturbine | 2.5-MW capacity, 80-m hub height | Wind | Wind speed at 10 m height (m/s) | 0.55685
51 | W1.2a | Windturbine | 2.5-MW capacity, 80-m hub height | Wind | Wind speed at 10 m height (m/s) | 0.61615
52 | W1.2a | Windturbine | 2.5-MW capacity, 80-m hub height | Wind | Wind speed at 10 m height (m/s) | 0.69089
53 | W1.2a | Windturbine | 2.5-MW capacity, 80-m hub height | Wind | Wind speed at 10 m height (m/s) | 0.77253
54 | W1.2a | Windturbine | 2.5-MW capacity, 80-m hub height | Wind | Wind speed at 10 m height (m/s) | 0.84859
55 | W1.2a | Windturbine | 2.5-MW capacity, 80-m hub height | Wind | Wind speed at 10 m height (m/s) | 0.90915
56 | W1.2a | Windturbine | 2.5-MW capacity, 80-m hub height | Wind | Wind speed at 10 m height (m/s) | 0.95079
57 | W1.2a | Windturbine | 2.5-MW capacity, 80-m hub height | Wind | Wind speed at 10 m height (m/s) | 0.97585
58 | W1.2a | Windturbine | 2.5-MW capacity, 80-m hub height | Wind | Wind speed at 10 m height (m/s) | 0.9892
59 | W1.2a | Windturbine | 2.5-MW capacity, 80-m hub height | Wind | Wind speed at 10 m height (m/s) | 0.99558
60 | W1.2a | Windturbine | 2.5-MW capacity, 80-m hub height | Wind | Wind speed at 10 m height (m/s) | 0.99834
61 | W1.2a | Windturbine | 2.5-MW capacity, 80-m hub height | Wind | Wind speed at 10 m height (m/s) | 0.99942
62 | W1.2a | Windturbine | 2.5-MW capacity, 80-m hub height | Wind | Wind speed at 10 m height (m/s) | 0.99981
63 | W1.2a | Windturbine | 2.5-MW capacity, 80-m hub height | Wind | Wind speed at 10 m height (m/s) | 0.99994
64 | W1.2a | Windturbine | 2.5-MW capacity, 80-m hub height | Wind | Wind speed at 10 m height (m/s) | 0.99998
65 | W1.2a | Windturbine | 2.5-MW capacity, 80-m hub height | Wind | Wind speed at 10 m height (m/s) | 1
66 | W1.2a | Windturbine | 2.5-MW capacity, 80-m hub height | Wind | Wind speed at 10 m height (m/s) | 1
67 | W1.2a | Windturbine | 2.5-MW capacity, 80-m hub height | Wind | Wind speed at 10 m height (m/s) | 1
68 | W1.2a | Windturbine | 2.5-MW capacity, 80-m hub height | Wind | Wind speed at 10 m height (m/s) | 1
69 | W1.2a | Windturbine | 2.5-MW capacity, 80-m hub height | Wind | Wind speed at 10 m height (m/s) | 1
70 | W1.2a | Windturbine | 2.5-MW capacity, 80-m hub height | Wind | Wind speed at 10 m height (m/s) | 1
71 | W1.2a | Windturbine | 2.5-MW capacity, 80-m hub height | Wind | Wind speed at 10 m height (m/s) | 1
72 | W1.2a | Windturbine | 2.5-MW capacity, 80-m hub height | Wind | Wind speed at 10 m height (m/s) | 1
73 | W1.2a | Windturbine | 2.5-MW capacity, 80-m hub height | Wind | Wind speed at 10 m height (m/s) | 1
74 | W1.2a | Windturbine | 2.5-MW capacity, 80-m hub height | Wind | Wind speed at 10 m height (m/s) | 1
75 | W1.2a | Windturbine | 2.5-MW capacity, 80-m hub height | Wind | Wind speed at 10 m height (m/s) | 1
76 | W1.2a | Windturbine | 2.5-MW capacity, 80-m hub height | Wind | Wind speed at 10 m height (m/s) | 1
77 | W1.2a | Windturbine | 2.5-MW capacity, 80-m hub height | Wind | Wind speed at 10 m height (m/s) | 1
78 | W1.2a | Windturbine | 2.5-MW capacity, 80-m hub height | Wind | Wind speed at 10 m height (m/s) | 1
79 | W1.2a | Windturbine | 2.5-MW capacity, 80-m hub height | Wind | Wind speed at 10 m height (m/s) | 1
80 | W1.2a | Windturbine | 2.5-MW capacity, 80-m hub height | Wind | Wind speed at 10 m height (m/s) | 1
81 | W1.2a | Windturbine | 2.5-MW capacity, 80-m hub height | Wind | Wind speed at 10 m height (m/s) | 1
82 | W1.2a | Windturbine | 2.5-MW capacity, 80-m hub height | Wind | Wind speed at 10 m height (m/s) | 1
83 | W1.2a | Windturbine | 2.5-MW capacity, 80-m hub height | Wind | Wind speed at 10 m height (m/s) | 1
84 | W1.2a | Windturbine | 2.5-MW capacity, 80-m hub height | Wind | Wind speed at 10 m height (m/s) | 1
85 | W1.2a | Windturbine | 2.5-MW capacity, 80-m hub height | Wind | Wind speed at 10 m height (m/s) | 1
0 | W1.2b | Windturbine | 2.5-MW capacity, 80-m hub height | Wind | Wind speed at 10 m height (m/s) | 0
1 | W1.2b | Windturbine | 2.5-MW capacity, 80-m hub height | Wind | Wind speed at 10 m height (m/s) | 0
2 | W1.2b | Windturbine | 2.5-MW capacity, 80-m hub height | Wind | Wind speed at 10 m height (m/s) | 0
3 | W1.2b | Windturbine | 2.5-MW capacity, 80-m hub height | Wind | Wind speed at 10 m height (m/s) | 0
4 | W1.2b | Windturbine | 2.5-MW capacity, 80-m hub height | Wind | Wind speed at 10 m height (m/s) | 0
5 | W1.2b | Windturbine | 2.5-MW capacity, 80-m hub height | Wind | Wind speed at 10 m height (m/s) | 0
6 | W1.2b | Windturbine | 2.5-MW capacity, 80-m hub height | Wind | Wind speed at 10 m height (m/s) | 8.5988e-301
7 | W1.2b | Windturbine | 2.5-MW capacity, 80-m hub height | Wind | Wind speed at 10 m height (m/s) | 8.075e-255
8 | W1.2b | Windturbine | 2.5-MW capacity, 80-m hub height | Wind | Wind speed at 10 m height (m/s) | 4.096e-218
9 | W1.2b | Windturbine | 2.5-MW capacity, 80-m hub height | Wind | Wind speed at 10 m height (m/s) | 3.8575e-188
10 | W1.2b | Windturbine | 2.5-MW capacity, 80-m hub height | Wind | Wind speed at 10 m height (m/s) | 3.0984e-163
11 | W1.2b | Windturbine | 2.5-MW capacity, 80-m hub height | Wind | Wind speed at 10 m height (m/s) | 2.9416e-142
12 | W1.2b | Windturbine | 2.5-MW capacity, 80-m hub height | Wind | Wind speed at 10 m height (m/s) | 2.1512e-124
13 | W1.2b | Windturbine | 2.5-MW capacity, 80-m hub height | Wind | Wind speed at 10 m height (m/s) | 4.8051e-109
14 | W1.2b | Windturbine | 2.5-MW capacity, 80-m hub height | Wind | Wind speed at 10 m height (m/s) | 9.2571e-96
15 | W1.2b | Windturbine | 2.5-MW capacity, 80-m hub height | Wind | Wind speed at 10 m height (m/s) | 3.4205e-84
16 | W1.2b | Windturbine | 2.5-MW capacity, 80-m hub height | Wind | Wind speed at 10 m height (m/s) | 4.5353e-74
17 | W1.2b | Windturbine | 2.5-MW capacity, 80-m hub height | Wind | Wind speed at 10 m height (m/s) | 3.5536e-65
18 | W1.2b | Windturbine | 2.5-MW capacity, 80-m hub height | Wind | Wind speed at 10 m height (m/s) | 2.4613e-57
19 | W1.2b | Windturbine | 2.5-MW capacity, 80-m hub height | Wind | Wind speed at 10 m height (m/s) | 2.0942e-50
20 | W1.2b | Windturbine | 2.5-MW capacity, 80-m hub height | Wind | Wind speed at 10 m height (m/s) | 2.8726e-44
21 | W1.2b | Windturbine | 2.5-MW capacity, 80-m hub height | Wind | Wind speed at 10 m height (m/s) | 7.9686e-39
22 | W1.2b | Windturbine | 2.5-MW capacity, 80-m hub height | Wind | Wind speed at 10 m height (m/s) | 5.4096e-34
23 | W1.2b | Windturbine | 2.5-MW capacity, 80-m hub height | Wind | Wind speed at 10 m height (m/s) | 1.0565e-29
24 | W1.2b | Windturbine | 2.5-MW capacity, 80-m hub height | Wind | Wind speed at 10 m height (m/s) | 6.8145e-26
25 | W1.2b | Windturbine | 2.5-MW capacity, 80-m hub height | Wind | Wind speed at 10 m height (m/s) | 1.6349e-22
26 | W1.2b | Windturbine | 2.5-MW capacity, 80-m hub height | Wind | Wind speed at 10 m height (m/s) | 1.6168e-19
27 | W1.2b | Windturbine | 2.5-MW capacity, 80-m hub height | Wind | Wind speed at 10 m height (m/s) | 7.2071e-17
28 | W1.2b | Windturbine | 2.5-MW capacity, 80-m hub height | Wind | Wind speed at 10 m height (m/s) | 1.566e-14
29 | W1.2b | Windturbine | 2.5-MW capacity, 80-m hub height | Wind | Wind speed at 10 m height (m/s) | 1.7769e-12
30 | W1.2b | Windturbine | 2.5-MW capacity, 80-m hub height | Wind | Wind speed at 10 m height (m/s) | 1.119e-10
31 | W1.2b | Windturbine | 2.5-MW capacity, 80-m hub height | Wind | Wind speed at 10 m height (m/s) | 4.129e-09
32 | W1.2b | Windturbine | 2.5-MW capacity, 80-m hub height | Wind | Wind speed at 10 m height (m/s) | 9.3728e-08
33 | W1.2b | Windturbine | 2.5-MW capacity, 80-m hub height | Wind | Wind speed at 10 m height (m/s) | 1.3682e-06
34 | W1.2b | Windturbine | 2.5-MW capacity, 80-m hub height | Wind | Wind speed at 10 m height (m/s) | 1.3385e-05
35 | W1.2b | Windturbine | 2.5-MW capacity, 80-m hub height | Wind | Wind speed at 10 m height (m/s) | 9.1415e-05
36 | W1.2b | Windturbine | 2.5-MW capacity, 80-m hub height | Wind | Wind speed at 10 m height (m/s) | 0.00045523
37 | W1.2b | Windturbine | 2.5-MW capacity, 80-m hub height | Wind | Wind speed at 10 m height (m/s) | 0.00174
38 | W1.2b | Windturbine | 2.5-MW capacity, 80-m hub height | Wind | Wind speed at 10 m height (m/s) | 0.0054238
39 | W1.2b | Windturbine | 2.5-MW capacity, 80-m hub height | Wind | Wind speed at 10 m height (m/s) | 0.014633
40 | W1.2b | Windturbine | 2.5-MW capacity, 80-m hub height | Wind | Wind speed at 10 m height (m/s) | 0.035311
41 | W1.2b | Windturbine | 2.5-MW capacity, 80-m hub height | Wind | Wind speed at 10 m height (m/s) | 0.075807
42 | W1.2b | Windturbine | 2.5-MW capacity, 80-m hub height | Wind | Wind speed at 10 m height (m/s) | 0.14158
43 | W1.2b | Windturbine | 2.5-MW capacity, 80-m hub height | Wind | Wind speed at 10 m height (m/s) | 0.22712
44 | W1.2b | Windturbine | 2.5-MW capacity, 80-m hub height | Wind | Wind speed at 10 m height (m/s) | 0.31525
45 | W1.2b | Windturbine | 2.5-MW capacity, 80-m hub height | Wind | Wind speed at 10 m height (m/s) | 0.38859
46 | W1.2b | Windturbine | 2.5-MW capacity, 80-m hub height | Wind | Wind speed at 10 m height (m/s) | 0.44207
47 | W1.2b | Windturbine | 2.5-MW capacity, 80-m hub height | Wind | Wind speed at 10 m height (m/s) | 0.48386
48 | W1.2b | Windturbine | 2.5-MW capacity, 80-m hub height | Wind | Wind speed at 10 m height (m/s) | 0.52795
49 | W1.2b | Windturbine | 2.5-MW capacity, 80-m hub height | Wind | Wind speed at 10 m height (m/s) | 0.58592
50 | W1.2b | Windturbine | 2.5-MW capacity, 80-m hub height | Wind | Wind speed at 10 m height (m/s) | 0.66084
51 | W1.2b | Windturbine | 2.5-MW capacity, 80-m hub height | Wind | Wind speed at 10 m height (m/s) | 0.74521
52 | W1.2b | Windturbine | 2.5-MW capacity, 80-m hub height | Wind | Wind speed at 10 m height (m/s) | 0.82564
53 | W1.2b | Windturbine | 2.5-MW capacity, 80-m hub height | Wind | Wind speed at 10 m height (m/s) | 0.89095
54 | W1.2b | Windturbine | 2.5-MW capacity, 80-m hub height | Wind | Wind speed at 10 m height (m/s) | 0.93708
55 | W1.2b | Windturbine | 2.5-MW capacity, 80-m hub height | Wind | Wind speed at 10 m height (m/s) | 0.9662
56 | W1.2b | Windturbine | 2.5-MW capacity, 80-m hub height | Wind | Wind speed at 10 m height (m/s) | 0.98302
57 | W1.2b | Windturbine | 2.5-MW capacity, 80-m hub height | Wind | Wind speed at 10 m height (m/s) | 0.99203
58 | W1.2b | Windturbine | 2.5-MW capacity, 80-m hub height | Wind | Wind speed at 10 m height (m/s) | 0.99652
59 | W1.2b | Windturbine | 2.5-MW capacity, 80-m hub height | Wind | Wind speed at 10 m height (m/s) | 0.99859
60 | W1.2b | Windturbine | 2.5-MW capacity, 80-m hub height | Wind | Wind speed at 10 m height (m/s) | 0.99947
61 | W1.2b | Windturbine | 2.5-MW capacity, 80-m hub height | Wind | Wind speed at 10 m height (m/s) | 0.99982
62 | W1.2b | Windturbine | 2.5-MW capacity, 80-m hub height | Wind | Wind speed at 10 m height (m/s) | 0.99994
63 | W1.2b | Windturbine | 2.5-MW capacity, 80-m hub height | Wind | Wind speed at 10 m height (m/s) | 0.99998
64 | W1.2b | Windturbine | 2.5-MW capacity, 80-m hub height | Wind | Wind speed at 10 m height (m/s) | 1
65 | W1.2b | Windturbine | 2.5-MW capacity, 80-m hub height | Wind | Wind speed at 10 m height (m/s) | 1
66 | W1.2b | Windturbine | 2.5-MW capacity, 80-m hub height | Wind | Wind speed at 10 m height (m/s) | 1
67 | W1.2b | Windturbine | 2.5-MW capacity, 80-m hub height | Wind | Wind speed at 10 m height (m/s) | 1
68 | W1.2b | Windturbine | 2.5-MW capacity, 80-m hub height | Wind | Wind speed at 10 m height (m/s) | 1
69 | W1.2b | Windturbine | 2.5-MW capacity, 80-m hub height | Wind | Wind speed at 10 m height (m/s) | 1
70 | W1.2b | Windturbine | 2.5-MW capacity, 80-m hub height | Wind | Wind speed at 10 m height (m/s) | 1
71 | W1.2b | Windturbine | 2.5-MW capacity, 80-m hub height | Wind | Wind speed at 10 m height (m/s) | 1
72 | W1.2b | Windturbine | 2.5-MW capacity, 80-m hub height | Wind | Wind speed at 10 m height (m/s) | 1
73 | W1.2b | Windturbine | 2.5-MW capacity, 80-m hub height | Wind | Wind speed at 10 m height (m/s) | 1
74 | W1.2b | Windturbine | 2.5-MW capacity, 80-m hub height | Wind | Wind speed at 10 m height (m/s) | 1
75 | W1.2b | Windturbine | 2.5-MW capacity, 80-m hub height | Wind | Wind speed at 10 m height (m/s) | 1
76 | W1.2b | Windturbine | 2.5-MW capacity, 80-m hub height | Wind | Wind speed at 10 m height (m/s) | 1
77 | W1.2b | Windturbine | 2.5-MW capacity, 80-m hub height | Wind | Wind speed at 10 m height (m/s) | 1
78 | W1.2b | Windturbine | 2.5-MW capacity, 80-m hub height | Wind | Wind speed at 10 m height (m/s) | 1
79 | W1.2b | Windturbine | 2.5-MW capacity, 80-m hub height | Wind | Wind speed at 10 m height (m/s) | 1
80 | W1.2b | Windturbine | 2.5-MW capacity, 80-m hub height | Wind | Wind speed at 10 m height (m/s) | 1
81 | W1.2b | Windturbine | 2.5-MW capacity, 80-m hub height | Wind | Wind speed at 10 m height (m/s) | 1
82 | W1.2b | Windturbine | 2.5-MW capacity, 80-m hub height | Wind | Wind speed at 10 m height (m/s) | 1
83 | W1.2b | Windturbine | 2.5-MW capacity, 80-m hub height | Wind | Wind speed at 10 m height (m/s) | 1
84 | W1.2b | Windturbine | 2.5-MW capacity, 80-m hub height | Wind | Wind speed at 10 m height (m/s) | 1
85 | W1.2b | Windturbine | 2.5-MW capacity, 80-m hub height | Wind | Wind speed at 10 m height (m/s) | 1
0 | W1.3 | Windturbine | 3.3-MW capacity, 100-m hub height | Wind | Wind speed at 10 m height (m/s) | 0
1 | W1.3 | Windturbine | 3.3-MW capacity, 100-m hub height | Wind | Wind speed at 10 m height (m/s) | 0
2 | W1.3 | Windturbine | 3.3-MW capacity, 100-m hub height | Wind | Wind speed at 10 m height (m/s) | 0
3 | W1.3 | Windturbine | 3.3-MW capacity, 100-m hub height | Wind | Wind speed at 10 m height (m/s) | 0
4 | W1.3 | Windturbine | 3.3-MW capacity, 100-m hub height | Wind | Wind speed at 10 m height (m/s) | 0
5 | W1.3 | Windturbine | 3.3-MW capacity, 100-m hub height | Wind | Wind speed at 10 m height (m/s) | 9.4589e-296
6 | W1.3 | Windturbine | 3.3-MW capacity, 100-m hub height | Wind | Wind speed at 10 m height (m/s) | 7.6384e-246
7 | W1.3 | Windturbine | 3.3-MW capacity, 100-m hub height | Wind | Wind speed at 10 m height (m/s) | 2.7467e-207
8 | W1.3 | Windturbine | 3.3-MW capacity, 100-m hub height | Wind | Wind speed at 10 m height (m/s) | 1.3863e-176
9 | W1.3 | Windturbine | 3.3-MW capacity, 100-m hub height | Wind | Wind speed at 10 m height (m/s) | 1.4034e-151
10 | W1.3 | Windturbine | 3.3-MW capacity, 100-m hub height | Wind | Wind speed at 10 m height (m/s) | 7.348e-131
11 | W1.3 | Windturbine | 3.3-MW capacity, 100-m hub height | Wind | Wind speed at 10 m height (m/s) | 1.8517e-113
12 | W1.3 | Windturbine | 3.3-MW capacity, 100-m hub height | Wind | Wind speed at 10 m height (m/s) | 1.1006e-98
13 | W1.3 | Windturbine | 3.3-MW capacity, 100-m hub height | Wind | Wind speed at 10 m height (m/s) | 4.9582e-86
14 | W1.3 | Windturbine | 3.3-MW capacity, 100-m hub height | Wind | Wind speed at 10 m height (m/s) | 4.078e-75
15 | W1.3 | Windturbine | 3.3-MW capacity, 100-m hub height | Wind | Wind speed at 10 m height (m/s) | 1.2043e-65
16 | W1.3 | Windturbine | 3.3-MW capacity, 100-m hub height | Wind | Wind speed at 10 m height (m/s) | 2.1694e-57
17 | W1.3 | Windturbine | 3.3-MW capacity, 100-m hub height | Wind | Wind speed at 10 m height (m/s) | 3.6339e-50
18 | W1.3 | Windturbine | 3.3-MW capacity, 100-m hub height | Wind | Wind speed at 10 m height (m/s) | 7.9546e-44
19 | W1.3 | Windturbine | 3.3-MW capacity, 100-m hub height | Wind | Wind speed at 10 m height (m/s) | 3.0045e-38
20 | W1.3 | Windturbine | 3.3-MW capacity, 100-m hub height | Wind | Wind speed at 10 m height (m/s) | 2.4629e-33
21 | W1.3 | Windturbine | 3.3-MW capacity, 100-m hub height | Wind | Wind speed at 10 m height (m/s) | 5.3057e-29
22 | W1.3 | Windturbine | 3.3-MW capacity, 100-m hub height | Wind | Wind speed at 10 m height (m/s) | 3.5276e-25
23 | W1.3 | Windturbine | 3.3-MW capacity, 100-m hub height | Wind | Wind speed at 10 m height (m/s) | 8.2965e-22
24 | W1.3 | Windturbine | 3.3-MW capacity, 100-m hub height | Wind | Wind speed at 10 m height (m/s) | 7.7544e-19
25 | W1.3 | Windturbine | 3.3-MW capacity, 100-m hub height | Wind | Wind speed at 10 m height (m/s) | 3.1836e-16
26 | W1.3 | Windturbine | 3.3-MW capacity, 100-m hub height | Wind | Wind speed at 10 m height (m/s) | 6.2612e-14
27 | W1.3 | Windturbine | 3.3-MW capacity, 100-m hub height | Wind | Wind speed at 10 m height (m/s) | 6.3609e-12
28 | W1.3 | Windturbine | 3.3-MW capacity, 100-m hub height | Wind | Wind speed at 10 m height (m/s) | 3.5663e-10
29 | W1.3 | Windturbine | 3.3-MW capacity, 100-m hub height | Wind | Wind speed at 10 m height (m/s) | 1.1697e-08
30 | W1.3 | Windturbine | 3.3-MW capacity, 100-m hub height | Wind | Wind speed at 10 m height (m/s) | 2.3637e-07
31 | W1.3 | Windturbine | 3.3-MW capacity, 100-m hub height | Wind | Wind speed at 10 m height (m/s) | 3.0824e-06
32 | W1.3 | Windturbine | 3.3-MW capacity, 100-m hub height | Wind | Wind speed at 10 m height (m/s) | 2.7053e-05
33 | W1.3 | Windturbine | 3.3-MW capacity, 100-m hub height | Wind | Wind speed at 10 m height (m/s) | 0.00016616
34 | W1.3 | Windturbine | 3.3-MW capacity, 100-m hub height | Wind | Wind speed at 10 m height (m/s) | 0.00074153
35 | W1.3 | Windturbine | 3.3-MW capacity, 100-m hub height | Wind | Wind speed at 10 m height (m/s) | 0.0025005
36 | W1.3 | Windturbine | 3.3-MW capacity, 100-m hub height | Wind | Wind speed at 10 m height (m/s) | 0.0066626
37 | W1.3 | Windturbine | 3.3-MW capacity, 100-m hub height | Wind | Wind speed at 10 m height (m/s) | 0.014811
38 | W1.3 | Windturbine | 3.3-MW capacity, 100-m hub height | Wind | Wind speed at 10 m height (m/s) | 0.0292
39 | W1.3 | Windturbine | 3.3-MW capacity, 100-m hub height | Wind | Wind speed at 10 m height (m/s) | 0.05367
40 | W1.3 | Windturbine | 3.3-MW capacity, 100-m hub height | Wind | Wind speed at 10 m height (m/s) | 0.093518
41 | W1.3 | Windturbine | 3.3-MW capacity, 100-m hub height | Wind | Wind speed at 10 m height (m/s) | 0.15243
42 | W1.3 | Windturbine | 3.3-MW capacity, 100-m hub height | Wind | Wind speed at 10 m height (m/s) | 0.22828
43 | W1.3 | Windturbine | 3.3-MW capacity, 100-m hub height | Wind | Wind speed at 10 m height (m/s) | 0.31269
44 | W1.3 | Windturbine | 3.3-MW capacity, 100-m hub height | Wind | Wind speed at 10 m height (m/s) | 0.39617
45 | W1.3 | Windturbine | 3.3-MW capacity, 100-m hub height | Wind | Wind speed at 10 m height (m/s) | 0.47427
46 | W1.3 | Windturbine | 3.3-MW capacity, 100-m hub height | Wind | Wind speed at 10 m height (m/s) | 0.54891
47 | W1.3 | Windturbine | 3.3-MW capacity, 100-m hub height | Wind | Wind speed at 10 m height (m/s) | 0.62431
48 | W1.3 | Windturbine | 3.3-MW capacity, 100-m hub height | Wind | Wind speed at 10 m height (m/s) | 0.70177
49 | W1.3 | Windturbine | 3.3-MW capacity, 100-m hub height | Wind | Wind speed at 10 m height (m/s) | 0.77783
50 | W1.3 | Windturbine | 3.3-MW capacity, 100-m hub height | Wind | Wind speed at 10 m height (m/s) | 0.84631
51 | W1.3 | Windturbine | 3.3-MW capacity, 100-m hub height | Wind | Wind speed at 10 m height (m/s) | 0.90187
52 | W1.3 | Windturbine | 3.3-MW capacity, 100-m hub height | Wind | Wind speed at 10 m height (m/s) | 0.94231
53 | W1.3 | Windturbine | 3.3-MW capacity, 100-m hub height | Wind | Wind speed at 10 m height (m/s) | 0.96878
54 | W1.3 | Windturbine | 3.3-MW capacity, 100-m hub height | Wind | Wind speed at 10 m height (m/s) | 0.98444
55 | W1.3 | Windturbine | 3.3-MW capacity, 100-m hub height | Wind | Wind speed at 10 m height (m/s) | 0.99283
56 | W1.3 | Windturbine | 3.3-MW capacity, 100-m hub height | Wind | Wind speed at 10 m height (m/s) | 0.99695
57 | W1.3 | Windturbine | 3.3-MW capacity, 100-m hub height | Wind | Wind speed at 10 m height (m/s) | 0.99879
58 | W1.3 | Windturbine | 3.3-MW capacity, 100-m hub height | Wind | Wind speed at 10 m height (m/s) | 0.99956
59 | W1.3 | Windturbine | 3.3-MW capacity, 100-m hub height | Wind | Wind speed at 10 m height (m/s) | 0.99985
60 | W1.3 | Windturbine | 3.3-MW capacity, 100-m hub height | Wind | Wind speed at 10 m height (m/s) | 0.99995
61 | W1.3 | Windturbine | 3.3-MW capacity, 100-m hub height | Wind | Wind speed at 10 m height (m/s) | 0.99999
62 | W1.3 | Windturbine | 3.3-MW capacity, 100-m hub height | Wind | Wind speed at 10 m height (m/s) | 1
63 | W1.3 | Windturbine | 3.3-MW capacity, 100-m hub height | Wind | Wind speed at 10 m height (m/s) | 1
64 | W1.3 | Windturbine | 3.3-MW capacity, 100-m hub height | Wind | Wind speed at 10 m height (m/s) | 1
65 | W1.3 | Windturbine | 3.3-MW capacity, 100-m hub height | Wind | Wind speed at 10 m height (m/s) | 1
66 | W1.3 | Windturbine | 3.3-MW capacity, 100-m hub height | Wind | Wind speed at 10 m height (m/s) | 1
67 | W1.3 | Windturbine | 3.3-MW capacity, 100-m hub height | Wind | Wind speed at 10 m height (m/s) | 1
68 | W1.3 | Windturbine | 3.3-MW capacity, 100-m hub height | Wind | Wind speed at 10 m height (m/s) | 1
69 | W1.3 | Windturbine | 3.3-MW capacity, 100-m hub height | Wind | Wind speed at 10 m height (m/s) | 1
70 | W1.3 | Windturbine | 3.3-MW capacity, 100-m hub height | Wind | Wind speed at 10 m height (m/s) | 1
71 | W1.3 | Windturbine | 3.3-MW capacity, 100-m hub height | Wind | Wind speed at 10 m height (m/s) | 1
72 | W1.3 | Windturbine | 3.3-MW capacity, 100-m hub height | Wind | Wind speed at 10 m height (m/s) | 1
73 | W1.3 | Windturbine | 3.3-MW capacity, 100-m hub height | Wind | Wind speed at 10 m height (m/s) | 1
74 | W1.3 | Windturbine | 3.3-MW capacity, 100-m hub height | Wind | Wind speed at 10 m height (m/s) | 1
75 | W1.3 | Windturbine | 3.3-MW capacity, 100-m hub height | Wind | Wind speed at 10 m height (m/s) | 1
76 | W1.3 | Windturbine | 3.3-MW capacity, 100-m hub height | Wind | Wind speed at 10 m height (m/s) | 1
77 | W1.3 | Windturbine | 3.3-MW capacity, 100-m hub height | Wind | Wind speed at 10 m height (m/s) | 1
78 | W1.3 | Windturbine | 3.3-MW capacity, 100-m hub height | Wind | Wind speed at 10 m height (m/s) | 1
79 | W1.3 | Windturbine | 3.3-MW capacity, 100-m hub height | Wind | Wind speed at 10 m height (m/s) | 1
80 | W1.3 | Windturbine | 3.3-MW capacity, 100-m hub height | Wind | Wind speed at 10 m height (m/s) | 1
81 | W1.3 | Windturbine | 3.3-MW capacity, 100-m hub height | Wind | Wind speed at 10 m height (m/s) | 1
82 | W1.3 | Windturbine | 3.3-MW capacity, 100-m hub height | Wind | Wind speed at 10 m height (m/s) | 1
83 | W1.3 | Windturbine | 3.3-MW capacity, 100-m hub height | Wind | Wind speed at 10 m height (m/s) | 1
84 | W1.3 | Windturbine | 3.3-MW capacity, 100-m hub height | Wind | Wind speed at 10 m height (m/s) | 1
85 | W1.3 | Windturbine | 3.3-MW capacity, 100-m hub height | Wind | Wind speed at 10 m height (m/s) | 1
0 | W1.3a | Windturbine | 3.3-MW capacity, 100-m hub height | Wind | Wind speed at 10 m height (m/s) | 0
1 | W1.3a | Windturbine | 3.3-MW capacity, 100-m hub height | Wind | Wind speed at 10 m height (m/s) | 0
2 | W1.3a | Windturbine | 3.3-MW capacity, 100-m hub height | Wind | Wind speed at 10 m height (m/s) | 0
3 | W1.3a | Windturbine | 3.3-MW capacity, 100-m hub height | Wind | Wind speed at 10 m height (m/s) | 0
4 | W1.3a | Windturbine | 3.3-MW capacity, 100-m hub height | Wind | Wind speed at 10 m height (m/s) | 0
5 | W1.3a | Windturbine | 3.3-MW capacity, 100-m hub height | Wind | Wind speed at 10 m height (m/s) | 8.9859e-296
6 | W1.3a | Windturbine | 3.3-MW capacity, 100-m hub height | Wind | Wind speed at 10 m height (m/s) | 7.2565e-246
7 | W1.3a | Windturbine | 3.3-MW capacity, 100-m hub height | Wind | Wind speed at 10 m height (m/s) | 2.6093e-207
8 | W1.3a | Windturbine | 3.3-MW capacity, 100-m hub height | Wind | Wind speed at 10 m height (m/s) | 1.3169e-176
9 | W1.3a | Windturbine | 3.3-MW capacity, 100-m hub height | Wind | Wind speed at 10 m height (m/s) | 1.3332e-151
10 | W1.3a | Windturbine | 3.3-MW capacity, 100-m hub height | Wind | Wind speed at 10 m height (m/s) | 6.9806e-131
11 | W1.3a | Windturbine | 3.3-MW capacity, 100-m hub height | Wind | Wind speed at 10 m height (m/s) | 1.7591e-113
12 | W1.3a | Windturbine | 3.3-MW capacity, 100-m hub height | Wind | Wind speed at 10 m height (m/s) | 1.0456e-98
13 | W1.3a | Windturbine | 3.3-MW capacity, 100-m hub height | Wind | Wind speed at 10 m height (m/s) | 4.7103e-86
14 | W1.3a | Windturbine | 3.3-MW capacity, 100-m hub height | Wind | Wind speed at 10 m height (m/s) | 3.8741e-75
15 | W1.3a | Windturbine | 3.3-MW capacity, 100-m hub height | Wind | Wind speed at 10 m height (m/s) | 1.1441e-65
16 | W1.3a | Windturbine | 3.3-MW capacity, 100-m hub height | Wind | Wind speed at 10 m height (m/s) | 2.0609e-57
17 | W1.3a | Windturbine | 3.3-MW capacity, 100-m hub height | Wind | Wind speed at 10 m height (m/s) | 3.4522e-50
18 | W1.3a | Windturbine | 3.3-MW capacity, 100-m hub height | Wind | Wind speed at 10 m height (m/s) | 7.5568e-44
19 | W1.3a | Windturbine | 3.3-MW capacity, 100-m hub height | Wind | Wind speed at 10 m height (m/s) | 2.8542e-38
20 | W1.3a | Windturbine | 3.3-MW capacity, 100-m hub height | Wind | Wind speed at 10 m height (m/s) | 2.3398e-33
21 | W1.3a | Windturbine | 3.3-MW capacity, 100-m hub height | Wind | Wind speed at 10 m height (m/s) | 5.0404e-29
22 | W1.3a | Windturbine | 3.3-MW capacity, 100-m hub height | Wind | Wind speed at 10 m height (m/s) | 3.3513e-25
23 | W1.3a | Windturbine | 3.3-MW capacity, 100-m hub height | Wind | Wind speed at 10 m height (m/s) | 7.8817e-22
24 | W1.3a | Windturbine | 3.3-MW capacity, 100-m hub height | Wind | Wind speed at 10 m height (m/s) | 7.3667e-19
25 | W1.3a | Windturbine | 3.3-MW capacity, 100-m hub height | Wind | Wind speed at 10 m height (m/s) | 3.0245e-16
26 | W1.3a | Windturbine | 3.3-MW capacity, 100-m hub height | Wind | Wind speed at 10 m height (m/s) | 5.9481e-14
27 | W1.3a | Windturbine | 3.3-MW capacity, 100-m hub height | Wind | Wind speed at 10 m height (m/s) | 6.0429e-12
28 | W1.3a | Windturbine | 3.3-MW capacity, 100-m hub height | Wind | Wind speed at 10 m height (m/s) | 3.388e-10
29 | W1.3a | Windturbine | 3.3-MW capacity, 100-m hub height | Wind | Wind speed at 10 m height (m/s) | 1.1112e-08
30 | W1.3a | Windturbine | 3.3-MW capacity, 100-m hub height | Wind | Wind speed at 10 m height (m/s) | 2.2455e-07
31 | W1.3a | Windturbine | 3.3-MW capacity, 100-m hub height | Wind | Wind speed at 10 m height (m/s) | 2.9279e-06
32 | W1.3a | Windturbine | 3.3-MW capacity, 100-m hub height | Wind | Wind speed at 10 m height (m/s) | 2.5689e-05
33 | W1.3a | Windturbine | 3.3-MW capacity, 100-m hub height | Wind | Wind speed at 10 m height (m/s) | 0.00015765
34 | W1.3a | Windturbine | 3.3-MW capacity, 100-m hub height | Wind | Wind speed at 10 m height (m/s) | 0.00070221
35 | W1.3a | Windturbine | 3.3-MW capacity, 100-m hub height | Wind | Wind speed at 10 m height (m/s) | 0.0023569
36 | W1.3a | Windturbine | 3.3-MW capacity, 100-m hub height | Wind | Wind speed at 10 m height (m/s) | 0.0062075
37 | W1.3a | Windturbine | 3.3-MW capacity, 100-m hub height | Wind | Wind speed at 10 m height (m/s) | 0.013434
38 | W1.3a | Windturbine | 3.3-MW capacity, 100-m hub height | Wind | Wind speed at 10 m height (m/s) | 0.025212
39 | W1.3a | Windturbine | 3.3-MW capacity, 100-m hub height | Wind | Wind speed at 10 m height (m/s) | 0.043466
40 | W1.3a | Windturbine | 3.3-MW capacity, 100-m hub height | Wind | Wind speed at 10 m height (m/s) | 0.071975
41 | W1.3a | Windturbine | 3.3-MW capacity, 100-m hub height | Wind | Wind speed at 10 m height (m/s) | 0.11597
42 | W1.3a | Windturbine | 3.3-MW capacity, 100-m hub height | Wind | Wind speed at 10 m height (m/s) | 0.17883
43 | W1.3a | Windturbine | 3.3-MW capacity, 100-m hub height | Wind | Wind speed at 10 m height (m/s) | 0.25753
44 | W1.3a | Windturbine | 3.3-MW capacity, 100-m hub height | Wind | Wind speed at 10 m height (m/s) | 0.34201
45 | W1.3a | Windturbine | 3.3-MW capacity, 100-m hub height | Wind | Wind speed at 10 m height (m/s) | 0.4218
46 | W1.3a | Windturbine | 3.3-MW capacity, 100-m hub height | Wind | Wind speed at 10 m height (m/s) | 0.49383
47 | W1.3a | Windturbine | 3.3-MW capacity, 100-m hub height | Wind | Wind speed at 10 m height (m/s) | 0.56296
48 | W1.3a | Windturbine | 3.3-MW capacity, 100-m hub height | Wind | Wind speed at 10 m height (m/s) | 0.63581
49 | W1.3a | Windturbine | 3.3-MW capacity, 100-m hub height | Wind | Wind speed at 10 m height (m/s) | 0.71407
50 | W1.3a | Windturbine | 3.3-MW capacity, 100-m hub height | Wind | Wind speed at 10 m height (m/s) | 0.79244
51 | W1.3a | Windturbine | 3.3-MW capacity, 100-m hub height | Wind | Wind speed at 10 m height (m/s) | 0.86225
52 | W1.3a | Windturbine | 3.3-MW capacity, 100-m hub height | Wind | Wind speed at 10 m height (m/s) | 0.91674
53 | W1.3a | Windturbine | 3.3-MW capacity, 100-m hub height | Wind | Wind speed at 10 m height (m/s) | 0.95414
54 | W1.3a | Windturbine | 3.3-MW capacity, 100-m hub height | Wind | Wind speed at 10 m height (m/s) | 0.97689
55 | W1.3a | Windturbine | 3.3-MW capacity, 100-m hub height | Wind | Wind speed at 10 m height (m/s) | 0.9893
56 | W1.3a | Windturbine | 3.3-MW capacity, 100-m hub height | Wind | Wind speed at 10 m height (m/s) | 0.99543
57 | W1.3a | Windturbine | 3.3-MW capacity, 100-m hub height | Wind | Wind speed at 10 m height (m/s) | 0.99819
58 | W1.3a | Windturbine | 3.3-MW capacity, 100-m hub height | Wind | Wind speed at 10 m height (m/s) | 0.99933
59 | W1.3a | Windturbine | 3.3-MW capacity, 100-m hub height | Wind | Wind speed at 10 m height (m/s) | 0.99977
60 | W1.3a | Windturbine | 3.3-MW capacity, 100-m hub height | Wind | Wind speed at 10 m height (m/s) | 0.99993
61 | W1.3a | Windturbine | 3.3-MW capacity, 100-m hub height | Wind | Wind speed at 10 m height (m/s) | 0.99998
62 | W1.3a | Windturbine | 3.3-MW capacity, 100-m hub height | Wind | Wind speed at 10 m height (m/s) | 0.99999
63 | W1.3a | Windturbine | 3.3-MW capacity, 100-m hub height | Wind | Wind speed at 10 m height (m/s) | 1
64 | W1.3a | Windturbine | 3.3-MW capacity, 100-m hub height | Wind | Wind speed at 10 m height (m/s) | 1
65 | W1.3a | Windturbine | 3.3-MW capacity, 100-m hub height | Wind | Wind speed at 10 m height (m/s) | 1
66 | W1.3a | Windturbine | 3.3-MW capacity, 100-m hub height | Wind | Wind speed at 10 m height (m/s) | 1
67 | W1.3a | Windturbine | 3.3-MW capacity, 100-m hub height | Wind | Wind speed at 10 m height (m/s) | 1
68 | W1.3a | Windturbine | 3.3-MW capacity, 100-m hub height | Wind | Wind speed at 10 m height (m/s) | 1
69 | W1.3a | Windturbine | 3.3-MW capacity, 100-m hub height | Wind | Wind speed at 10 m height (m/s) | 1
70 | W1.3a | Windturbine | 3.3-MW capacity, 100-m hub height | Wind | Wind speed at 10 m height (m/s) | 1
71 | W1.3a | Windturbine | 3.3-MW capacity, 100-m hub height | Wind | Wind speed at 10 m height (m/s) | 1
72 | W1.3a | Windturbine | 3.3-MW capacity, 100-m hub height | Wind | Wind speed at 10 m height (m/s) | 1
73 | W1.3a | Windturbine | 3.3-MW capacity, 100-m hub height | Wind | Wind speed at 10 m height (m/s) | 1
74 | W1.3a | Windturbine | 3.3-MW capacity, 100-m hub height | Wind | Wind speed at 10 m height (m/s) | 1
75 | W1.3a | Windturbine | 3.3-MW capacity, 100-m hub height | Wind | Wind speed at 10 m height (m/s) | 1
76 | W1.3a | Windturbine | 3.3-MW capacity, 100-m hub height | Wind | Wind speed at 10 m height (m/s) | 1
77 | W1.3a | Windturbine | 3.3-MW capacity, 100-m hub height | Wind | Wind speed at 10 m height (m/s) | 1
78 | W1.3a | Windturbine | 3.3-MW capacity, 100-m hub height | Wind | Wind speed at 10 m height (m/s) | 1
79 | W1.3a | Windturbine | 3.3-MW capacity, 100-m hub height | Wind | Wind speed at 10 m height (m/s) | 1
80 | W1.3a | Windturbine | 3.3-MW capacity, 100-m hub height | Wind | Wind speed at 10 m height (m/s) | 1
81 | W1.3a | Windturbine | 3.3-MW capacity, 100-m hub height | Wind | Wind speed at 10 m height (m/s) | 1
82 | W1.3a | Windturbine | 3.3-MW capacity, 100-m hub height | Wind | Wind speed at 10 m height (m/s) | 1
83 | W1.3a | Windturbine | 3.3-MW capacity, 100-m hub height | Wind | Wind speed at 10 m height (m/s) | 1
84 | W1.3a | Windturbine | 3.3-MW capacity, 100-m hub height | Wind | Wind speed at 10 m height (m/s) | 1
85 | W1.3a | Windturbine | 3.3-MW capacity, 100-m hub height | Wind | Wind speed at 10 m height (m/s) | 1
0 | W1.3b | Windturbine | 3.3-MW capacity, 100-m hub height | Wind | Wind speed at 10 m height (m/s) | 0
1 | W1.3b | Windturbine | 3.3-MW capacity, 100-m hub height | Wind | Wind speed at 10 m height (m/s) | 0
2 | W1.3b | Windturbine | 3.3-MW capacity, 100-m hub height | Wind | Wind speed at 10 m height (m/s) | 0
3 | W1.3b | Windturbine | 3.3-MW capacity, 100-m hub height | Wind | Wind speed at 10 m height (m/s) | 0
4 | W1.3b | Windturbine | 3.3-MW capacity, 100-m hub height | Wind | Wind speed at 10 m height (m/s) | 0
5 | W1.3b | Windturbine | 3.3-MW capacity, 100-m hub height | Wind | Wind speed at 10 m height (m/s) | 9.9318e-296
6 | W1.3b | Windturbine | 3.3-MW capacity, 100-m hub height | Wind | Wind speed at 10 m height (m/s) | 8.0203e-246
7 | W1.3b | Windturbine | 3.3-MW capacity, 100-m hub height | Wind | Wind speed at 10 m height (m/s) | 2.884e-207
8 | W1.3b | Windturbine | 3.3-MW capacity, 100-m hub height | Wind | Wind speed at 10 m height (m/s) | 1.4556e-176
9 | W1.3b | Windturbine | 3.3-MW capacity, 100-m hub height | Wind | Wind speed at 10 m height (m/s) | 1.4736e-151
10 | W1.3b | Windturbine | 3.3-MW capacity, 100-m hub height | Wind | Wind speed at 10 m height (m/s) | 7.7154e-131
11 | W1.3b | Windturbine | 3.3-MW capacity, 100-m hub height | Wind | Wind speed at 10 m height (m/s) | 1.9443e-113
12 | W1.3b | Windturbine | 3.3-MW capacity, 100-m hub height | Wind | Wind speed at 10 m height (m/s) | 1.1556e-98
13 | W1.3b | Windturbine | 3.3-MW capacity, 100-m hub height | Wind | Wind speed at 10 m height (m/s) | 5.2061e-86
14 | W1.3b | Windturbine | 3.3-MW capacity, 100-m hub height | Wind | Wind speed at 10 m height (m/s) | 4.2819e-75
15 | W1.3b | Windturbine | 3.3-MW capacity, 100-m hub height | Wind | Wind speed at 10 m height (m/s) | 1.2645e-65
16 | W1.3b | Windturbine | 3.3-MW capacity, 100-m hub height | Wind | Wind speed at 10 m height (m/s) | 2.2778e-57
17 | W1.3b | Windturbine | 3.3-MW capacity, 100-m hub height | Wind | Wind speed at 10 m height (m/s) | 3.8155e-50
18 | W1.3b | Windturbine | 3.3-MW capacity, 100-m hub height | Wind | Wind speed at 10 m height (m/s) | 8.3523e-44
19 | W1.3b | Windturbine | 3.3-MW capacity, 100-m hub height | Wind | Wind speed at 10 m height (m/s) | 3.1547e-38
20 | W1.3b | Windturbine | 3.3-MW capacity, 100-m hub height | Wind | Wind speed at 10 m height (m/s) | 2.5861e-33
21 | W1.3b | Windturbine | 3.3-MW capacity, 100-m hub height | Wind | Wind speed at 10 m height (m/s) | 5.571e-29
22 | W1.3b | Windturbine | 3.3-MW capacity, 100-m hub height | Wind | Wind speed at 10 m height (m/s) | 3.704e-25
23 | W1.3b | Windturbine | 3.3-MW capacity, 100-m hub height | Wind | Wind speed at 10 m height (m/s) | 8.7113e-22
24 | W1.3b | Windturbine | 3.3-MW capacity, 100-m hub height | Wind | Wind speed at 10 m height (m/s) | 8.1421e-19
25 | W1.3b | Windturbine | 3.3-MW capacity, 100-m hub height | Wind | Wind speed at 10 m height (m/s) | 3.3428e-16
26 | W1.3b | Windturbine | 3.3-MW capacity, 100-m hub height | Wind | Wind speed at 10 m height (m/s) | 6.5743e-14
27 | W1.3b | Windturbine | 3.3-MW capacity, 100-m hub height | Wind | Wind speed at 10 m height (m/s) | 6.679e-12
28 | W1.3b | Windturbine | 3.3-MW capacity, 100-m hub height | Wind | Wind speed at 10 m height (m/s) | 3.7447e-10
29 | W1.3b | Windturbine | 3.3-MW capacity, 100-m hub height | Wind | Wind speed at 10 m height (m/s) | 1.2282e-08
30 | W1.3b | Windturbine | 3.3-MW capacity, 100-m hub height | Wind | Wind speed at 10 m height (m/s) | 2.482e-07
31 | W1.3b | Windturbine | 3.3-MW capacity, 100-m hub height | Wind | Wind speed at 10 m height (m/s) | 3.2369e-06
32 | W1.3b | Windturbine | 3.3-MW capacity, 100-m hub height | Wind | Wind speed at 10 m height (m/s) | 2.8418e-05
33 | W1.3b | Windturbine | 3.3-MW capacity, 100-m hub height | Wind | Wind speed at 10 m height (m/s) | 0.00017466
34 | W1.3b | Windturbine | 3.3-MW capacity, 100-m hub height | Wind | Wind speed at 10 m height (m/s) | 0.00078085
35 | W1.3b | Windturbine | 3.3-MW capacity, 100-m hub height | Wind | Wind speed at 10 m height (m/s) | 0.0026441
36 | W1.3b | Windturbine | 3.3-MW capacity, 100-m hub height | Wind | Wind speed at 10 m height (m/s) | 0.0071177
37 | W1.3b | Windturbine | 3.3-MW capacity, 100-m hub height | Wind | Wind speed at 10 m height (m/s) | 0.016187
38 | W1.3b | Windturbine | 3.3-MW capacity, 100-m hub height | Wind | Wind speed at 10 m height (m/s) | 0.033187
39 | W1.3b | Windturbine | 3.3-MW capacity, 100-m hub height | Wind | Wind speed at 10 m height (m/s) | 0.063874
40 | W1.3b | Windturbine | 3.3-MW capacity, 100-m hub height | Wind | Wind speed at 10 m height (m/s) | 0.11506
41 | W1.3b | Windturbine | 3.3-MW capacity, 100-m hub height | Wind | Wind speed at 10 m height (m/s) | 0.1889
42 | W1.3b | Windturbine | 3.3-MW capacity, 100-m hub height | Wind | Wind speed at 10 m height (m/s) | 0.27773
43 | W1.3b | Windturbine | 3.3-MW capacity, 100-m hub height | Wind | Wind speed at 10 m height (m/s) | 0.36785
44 | W1.3b | Windturbine | 3.3-MW capacity, 100-m hub height | Wind | Wind speed at 10 m height (m/s) | 0.45033
45 | W1.3b | Windturbine | 3.3-MW capacity, 100-m hub height | Wind | Wind speed at 10 m height (m/s) | 0.52673
46 | W1.3b | Windturbine | 3.3-MW capacity, 100-m hub height | Wind | Wind speed at 10 m height (m/s) | 0.604
47 | W1.3b | Windturbine | 3.3-MW capacity, 100-m hub height | Wind | Wind speed at 10 m height (m/s) | 0.68567
48 | W1.3b | Windturbine | 3.3-MW capacity, 100-m hub height | Wind | Wind speed at 10 m height (m/s) | 0.76773
49 | W1.3b | Windturbine | 3.3-MW capacity, 100-m hub height | Wind | Wind speed at 10 m height (m/s) | 0.84159
50 | W1.3b | Windturbine | 3.3-MW capacity, 100-m hub height | Wind | Wind speed at 10 m height (m/s) | 0.90018
51 | W1.3b | Windturbine | 3.3-MW capacity, 100-m hub height | Wind | Wind speed at 10 m height (m/s) | 0.94149
52 | W1.3b | Windturbine | 3.3-MW capacity, 100-m hub height | Wind | Wind speed at 10 m height (m/s) | 0.96787
53 | W1.3b | Windturbine | 3.3-MW capacity, 100-m hub height | Wind | Wind speed at 10 m height (m/s) | 0.98343
54 | W1.3b | Windturbine | 3.3-MW capacity, 100-m hub height | Wind | Wind speed at 10 m height (m/s) | 0.99198
55 | W1.3b | Windturbine | 3.3-MW capacity, 100-m hub height | Wind | Wind speed at 10 m height (m/s) | 0.99637
56 | W1.3b | Windturbine | 3.3-MW capacity, 100-m hub height | Wind | Wind speed at 10 m height (m/s) | 0.99846
57 | W1.3b | Windturbine | 3.3-MW capacity, 100-m hub height | Wind | Wind speed at 10 m height (m/s) | 0.99939
58 | W1.3b | Windturbine | 3.3-MW capacity, 100-m hub height | Wind | Wind speed at 10 m height (m/s) | 0.99978
59 | W1.3b | Windturbine | 3.3-MW capacity, 100-m hub height | Wind | Wind speed at 10 m height (m/s) | 0.99992
60 | W1.3b | Windturbine | 3.3-MW capacity, 100-m hub height | Wind | Wind speed at 10 m height (m/s) | 0.99998
61 | W1.3b | Windturbine | 3.3-MW capacity, 100-m hub height | Wind | Wind speed at 10 m height (m/s) | 0.99999
62 | W1.3b | Windturbine | 3.3-MW capacity, 100-m hub height | Wind | Wind speed at 10 m height (m/s) | 1
63 | W1.3b | Windturbine | 3.3-MW capacity, 100-m hub height | Wind | Wind speed at 10 m height (m/s) | 1
64 | W1.3b | Windturbine | 3.3-MW capacity, 100-m hub height | Wind | Wind speed at 10 m height (m/s) | 1
65 | W1.3b | Windturbine | 3.3-MW capacity, 100-m hub height | Wind | Wind speed at 10 m height (m/s) | 1
66 | W1.3b | Windturbine | 3.3-MW capacity, 100-m hub height | Wind | Wind speed at 10 m height (m/s) | 1
67 | W1.3b | Windturbine | 3.3-MW capacity, 100-m hub height | Wind | Wind speed at 10 m height (m/s) | 1
68 | W1.3b | Windturbine | 3.3-MW capacity, 100-m hub height | Wind | Wind speed at 10 m height (m/s) | 1
69 | W1.3b | Windturbine | 3.3-MW capacity, 100-m hub height | Wind | Wind speed at 10 m height (m/s) | 1
70 | W1.3b | Windturbine | 3.3-MW capacity, 100-m hub height | Wind | Wind speed at 10 m height (m/s) | 1
71 | W1.3b | Windturbine | 3.3-MW capacity, 100-m hub height | Wind | Wind speed at 10 m height (m/s) | 1
72 | W1.3b | Windturbine | 3.3-MW capacity, 100-m hub height | Wind | Wind speed at 10 m height (m/s) | 1
73 | W1.3b | Windturbine | 3.3-MW capacity, 100-m hub height | Wind | Wind speed at 10 m height (m/s) | 1
74 | W1.3b | Windturbine | 3.3-MW capacity, 100-m hub height | Wind | Wind speed at 10 m height (m/s) | 1
75 | W1.3b | Windturbine | 3.3-MW capacity, 100-m hub height | Wind | Wind speed at 10 m height (m/s) | 1
76 | W1.3b | Windturbine | 3.3-MW capacity, 100-m hub height | Wind | Wind speed at 10 m height (m/s) | 1
77 | W1.3b | Windturbine | 3.3-MW capacity, 100-m hub height | Wind | Wind speed at 10 m height (m/s) | 1
78 | W1.3b | Windturbine | 3.3-MW capacity, 100-m hub height | Wind | Wind speed at 10 m height (m/s) | 1
79 | W1.3b | Windturbine | 3.3-MW capacity, 100-m hub height | Wind | Wind speed at 10 m height (m/s) | 1
80 | W1.3b | Windturbine | 3.3-MW capacity, 100-m hub height | Wind | Wind speed at 10 m height (m/s) | 1
81 | W1.3b | Windturbine | 3.3-MW capacity, 100-m hub height | Wind | Wind speed at 10 m height (m/s) | 1
82 | W1.3b | Windturbine | 3.3-MW capacity, 100-m hub height | Wind | Wind speed at 10 m height (m/s) | 1
83 | W1.3b | Windturbine | 3.3-MW capacity, 100-m hub height | Wind | Wind speed at 10 m height (m/s) | 1
84 | W1.3b | Windturbine | 3.3-MW capacity, 100-m hub height | Wind | Wind speed at 10 m height (m/s) | 1
85 | W1.3b | Windturbine | 3.3-MW capacity, 100-m hub height | Wind | Wind speed at 10 m height (m/s) | 1
0 | W3.5 | Power tower | Design speed 110 km/h, urban terrain | Wind | Wind speed at 10 m height (m/s) | 0
1 | W3.5 | Power tower | Design speed 110 km/h, urban terrain | Wind | Wind speed at 10 m height (m/s) | 1.4257e-130
2 | W3.5 | Power tower | Design speed 110 km/h, urban terrain | Wind | Wind speed at 10 m height (m/s) | 2.2102e-86
3 | W3.5 | Power tower | Design speed 110 km/h, urban terrain | Wind | Wind speed at 10 m height (m/s) | 8.0459e-65
4 | W3.5 | Power tower | Design speed 110 km/h, urban terrain | Wind | Wind speed at 10 m height (m/s) | 1.9293e-51
5 | W3.5 | Power tower | Design speed 110 km/h, urban terrain | Wind | Wind speed at 10 m height (m/s) | 3.6999e-42
6 | W3.5 | Power tower | Design speed 110 km/h, urban terrain | Wind | Wind speed at 10 m height (m/s) | 2.7737e-35
7 | W3.5 | Power tower | Design speed 110 km/h, urban terrain | Wind | Wind speed at 10 m height (m/s) | 5.7313e-30
8 | W3.5 | Power tower | Design speed 110 km/h, urban terrain | Wind | Wind speed at 10 m height (m/s) | 9.8741e-26
9 | W3.5 | Power tower | Design speed 110 km/h, urban terrain | Wind | Wind speed at 10 m height (m/s) | 2.8051e-22
10 | W3.5 | Power tower | Design speed 110 km/h, urban terrain | Wind | Wind speed at 10 m height (m/s) | 2.0538e-19
11 | W3.5 | Power tower | Design speed 110 km/h, urban terrain | Wind | Wind speed at 10 m height (m/s) | 5.2659e-17
12 | W3.5 | Power tower | Design speed 110 km/h, urban terrain | Wind | Wind speed at 10 m height (m/s) | 5.8827e-15
13 | W3.5 | Power tower | Design speed 110 km/h, urban terrain | Wind | Wind speed at 10 m height (m/s) | 3.3619e-13
14 | W3.5 | Power tower | Design speed 110 km/h, urban terrain | Wind | Wind speed at 10 m height (m/s) | 1.1091e-11
15 | W3.5 | Power tower | Design speed 110 km/h, urban terrain | Wind | Wind speed at 10 m height (m/s) | 2.3183e-10
16 | W3.5 | Power tower | Design speed 110 km/h, urban terrain | Wind | Wind speed at 10 m height (m/s) | 3.3024e-09
17 | W3.5 | Power tower | Design speed 110 km/h, urban terrain | Wind | Wind speed at 10 m height (m/s) | 3.3975e-08
18 | W3.5 | Power tower | Design speed 110 km/h, urban terrain | Wind | Wind speed at 10 m height (m/s) | 2.6454e-07
19 | W3.5 | Power tower | Design speed 110 km/h, urban terrain | Wind | Wind speed at 10 m height (m/s) | 1.6198e-06
20 | W3.5 | Power tower | Design speed 110 km/h, urban terrain | Wind | Wind speed at 10 m height (m/s) | 8.0508e-06
21 | W3.5 | Power tower | Design speed 110 km/h, urban terrain | Wind | Wind speed at 10 m height (m/s) | 3.3347e-05
22 | W3.5 | Power tower | Design speed 110 km/h, urban terrain | Wind | Wind speed at 10 m height (m/s) | 0.0001177
23 | W3.5 | Power tower | Design speed 110 km/h, urban terrain | Wind | Wind speed at 10 m height (m/s) | 0.00036071
24 | W3.5 | Power tower | Design speed 110 km/h, urban terrain | Wind | Wind speed at 10 m height (m/s) | 0.00097556
25 | W3.5 | Power tower | Design speed 110 km/h, urban terrain | Wind | Wind speed at 10 m height (m/s) | 0.0023609
26 | W3.5 | Power tower | Design speed 110 km/h, urban terrain | Wind | Wind speed at 10 m height (m/s) | 0.0051743
27 | W3.5 | Power tower | Design speed 110 km/h, urban terrain | Wind | Wind speed at 10 m height (m/s) | 0.010379
28 | W3.5 | Power tower | Design speed 110 km/h, urban terrain | Wind | Wind speed at 10 m height (m/s) | 0.019231
29 | W3.5 | Power tower | Design speed 110 km/h, urban terrain | Wind | Wind speed at 10 m height (m/s) | 0.033182
30 | W3.5 | Power tower | Design speed 110 km/h, urban terrain | Wind | Wind speed at 10 m height (m/s) | 0.053704
31 | W3.5 | Power tower | Design speed 110 km/h, urban terrain | Wind | Wind speed at 10 m height (m/s) | 0.082059
32 | W3.5 | Power tower | Design speed 110 km/h, urban terrain | Wind | Wind speed at 10 m height (m/s) | 0.11906
33 | W3.5 | Power tower | Design speed 110 km/h, urban terrain | Wind | Wind speed at 10 m height (m/s) | 0.16489
34 | W3.5 | Power tower | Design speed 110 km/h, urban terrain | Wind | Wind speed at 10 m height (m/s) | 0.21901
35 | W3.5 | Power tower | Design speed 110 km/h, urban terrain | Wind | Wind speed at 10 m height (m/s) | 0.28019
36 | W3.5 | Power tower | Design speed 110 km/h, urban terrain | Wind | Wind speed at 10 m height (m/s) | 0.34662
37 | W3.5 | Power tower | Design speed 110 km/h, urban terrain | Wind | Wind speed at 10 m height (m/s) | 0.41613
38 | W3.5 | Power tower | Design speed 110 km/h, urban terrain | Wind | Wind speed at 10 m height (m/s) | 0.48643
39 | W3.5 | Power tower | Design speed 110 km/h, urban terrain | Wind | Wind speed at 10 m height (m/s) | 0.55533
40 | W3.5 | Power tower | Design speed 110 km/h, urban terrain | Wind | Wind speed at 10 m height (m/s) | 0.62093
41 | W3.5 | Power tower | Design speed 110 km/h, urban terrain | Wind | Wind speed at 10 m height (m/s) | 0.68173
42 | W3.5 | Power tower | Design speed 110 km/h, urban terrain | Wind | Wind speed at 10 m height (m/s) | 0.7367
43 | W3.5 | Power tower | Design speed 110 km/h, urban terrain | Wind | Wind speed at 10 m height (m/s) | 0.78526
44 | W3.5 | Power tower | Design speed 110 km/h, urban terrain | Wind | Wind speed at 10 m height (m/s) | 0.82724
45 | W3.5 | Power tower | Design speed 110 km/h, urban terrain | Wind | Wind speed at 10 m height (m/s) | 0.86284
46 | W3.5 | Power tower | Design speed 110 km/h, urban terrain | Wind | Wind speed at 10 m height (m/s) | 0.89245
47 | W3.5 | Power tower | Design speed 110 km/h, urban terrain | Wind | Wind speed at 10 m height (m/s) | 0.91668
48 | W3.5 | Power tower | Design speed 110 km/h, urban terrain | Wind | Wind speed at 10 m height (m/s) | 0.93617
49 | W3.5 | Power tower | Design speed 110 km/h, urban terrain | Wind | Wind speed at 10 m height (m/s) | 0.95163
50 | W3.5 | Power tower | Design speed 110 km/h, urban terrain | Wind | Wind speed at 10 m height (m/s) | 0.96372
51 | W3.5 | Power tower | Design speed 110 km/h, urban terrain | Wind | Wind speed at 10 m height (m/s) | 0.97305
52 | W3.5 | Power tower | Design speed 110 km/h, urban terrain | Wind | Wind speed at 10 m height (m/s) | 0.98016
53 | W3.5 | Power tower | Design speed 110 km/h, urban terrain | Wind | Wind speed at 10 m height (m/s) | 0.98552
54 | W3.5 | Power tower | Design speed 110 km/h, urban terrain | Wind | Wind speed at 10 m height (m/s) | 0.98952
55 | W3.5 | Power tower | Design speed 110 km/h, urban terrain | Wind | Wind speed at 10 m height (m/s) | 0.99247
56 | W3.5 | Power tower | Design speed 110 km/h, urban terrain | Wind | Wind speed at 10 m height (m/s) | 0.99463
57 | W3.5 | Power tower | Design speed 110 km/h, urban terrain | Wind | Wind speed at 10 m height (m/s) | 0.9962
58 | W3.5 | Power tower | Design speed 110 km/h, urban terrain | Wind | Wind speed at 10 m height (m/s) | 0.99732
59 | W3.5 | Power tower | Design speed 110 km/h, urban terrain | Wind | Wind speed at 10 m height (m/s) | 0.99813
60 | W3.5 | Power tower | Design speed 110 km/h, urban terrain | Wind | Wind speed at 10 m height (m/s) | 0.9987
61 | W3.5 | Power tower | Design speed 110 km/h, urban terrain | Wind | Wind speed at 10 m height (m/s) | 0.9991
62 | W3.5 | Power tower | Design speed 110 km/h, urban terrain | Wind | Wind speed at 10 m height (m/s) | 0.99938
63 | W3.5 | Power tower | Design speed 110 km/h, urban terrain | Wind | Wind speed at 10 m height (m/s) | 0.99958
64 | W3.5 | Power tower | Design speed 110 km/h, urban terrain | Wind | Wind speed at 10 m height (m/s) | 0.99971
65 | W3.5 | Power tower | Design speed 110 km/h, urban terrain | Wind | Wind speed at 10 m height (m/s) | 0.9998
66 | W3.5 | Power tower | Design speed 110 km/h, urban terrain | Wind | Wind speed at 10 m height (m/s) | 0.99987
67 | W3.5 | Power tower | Design speed 110 km/h, urban terrain | Wind | Wind speed at 10 m height (m/s) | 0.99991
68 | W3.5 | Power tower | Design speed 110 km/h, urban terrain | Wind | Wind speed at 10 m height (m/s) | 0.99994
69 | W3.5 | Power tower | Design speed 110 km/h, urban terrain | Wind | Wind speed at 10 m height (m/s) | 0.99996
70 | W3.5 | Power tower | Design speed 110 km/h, urban terrain | Wind | Wind speed at 10 m height (m/s) | 0.99997
71 | W3.5 | Power tower | Design speed 110 km/h, urban terrain | Wind | Wind speed at 10 m height (m/s) | 0.99998
72 | W3.5 | Power tower | Design speed 110 km/h, urban terrain | Wind | Wind speed at 10 m height (m/s) | 0.99999
73 | W3.5 | Power tower | Design speed 110 km/h, urban terrain | Wind | Wind speed at 10 m height (m/s) | 0.99999
74 | W3.5 | Power tower | Design speed 110 km/h, urban terrain | Wind | Wind speed at 10 m height (m/s) | 0.99999
75 | W3.5 | Power tower | Design speed 110 km/h, urban terrain | Wind | Wind speed at 10 m height (m/s) | 1
76 | W3.5 | Power tower | Design speed 110 km/h, urban terrain | Wind | Wind speed at 10 m height (m/s) | 1
77 | W3.5 | Power tower | Design speed 110 km/h, urban terrain | Wind | Wind speed at 10 m height (m/s) | 1
78 | W3.5 | Power tower | Design speed 110 km/h, urban terrain | Wind | Wind speed at 10 m height (m/s) | 1
79 | W3.5 | Power tower | Design speed 110 km/h, urban terrain | Wind | Wind speed at 10 m height (m/s) | 1
80 | W3.5 | Power tower | Design speed 110 km/h, urban terrain | Wind | Wind speed at 10 m height (m/s) | 1
81 | W3.5 | Power tower | Design speed 110 km/h, urban terrain | Wind | Wind speed at 10 m height (m/s) | 1
82 | W3.5 | Power tower | Design speed 110 km/h, urban terrain | Wind | Wind speed at 10 m height (m/s) | 1
83 | W3.5 | Power tower | Design speed 110 km/h, urban terrain | Wind | Wind speed at 10 m height (m/s) | 1
84 | W3.5 | Power tower | Design speed 110 km/h, urban terrain | Wind | Wind speed at 10 m height (m/s) | 1
85 | W3.5 | Power tower | Design speed 110 km/h, urban terrain | Wind | Wind speed at 10 m height (m/s) | 1
86 | W3.5 | Power tower | Design speed 110 km/h, urban terrain | Wind | Wind speed at 10 m height (m/s) | 1
87 | W3.5 | Power tower | Design speed 110 km/h, urban terrain | Wind | Wind speed at 10 m height (m/s) | 1
88 | W3.5 | Power tower | Design speed 110 km/h, urban terrain | Wind | Wind speed at 10 m height (m/s) | 1
89 | W3.5 | Power tower | Design speed 110 km/h, urban terrain | Wind | Wind speed at 10 m height (m/s) | 1
90 | W3.5 | Power tower | Design speed 110 km/h, urban terrain | Wind | Wind speed at 10 m height (m/s) | 1
91 | W3.5 | Power tower | Design speed 110 km/h, urban terrain | Wind | Wind speed at 10 m height (m/s) | 1
92 | W3.5 | Power tower | Design speed 110 km/h, urban terrain | Wind | Wind speed at 10 m height (m/s) | 1
93 | W3.5 | Power tower | Design speed 110 km/h, urban terrain | Wind | Wind speed at 10 m height (m/s) | 1
94 | W3.5 | Power tower | Design speed 110 km/h, urban terrain | Wind | Wind speed at 10 m height (m/s) | 1
95 | W3.5 | Power tower | Design speed 110 km/h, urban terrain | Wind | Wind speed at 10 m height (m/s) | 1
96 | W3.5 | Power tower | Design speed 110 km/h, urban terrain | Wind | Wind speed at 10 m height (m/s) | 1
97 | W3.5 | Power tower | Design speed 110 km/h, urban terrain | Wind | Wind speed at 10 m height (m/s) | 1
98 | W3.5 | Power tower | Design speed 110 km/h, urban terrain | Wind | Wind speed at 10 m height (m/s) | 1
99 | W3.5 | Power tower | Design speed 110 km/h, urban terrain | Wind | Wind speed at 10 m height (m/s) | 1
100 | W3.5 | Power tower | Design speed 110 km/h, urban terrain | Wind | Wind speed at 10 m height (m/s) | 1
0 | W3.6 | Power tower | Design speed 120 km/h, urban terrain | Wind | Wind speed at 10 m height (m/s) | 0
1 | W3.6 | Power tower | Design speed 120 km/h, urban terrain | Wind | Wind speed at 10 m height (m/s) | 8.9719e-137
2 | W3.6 | Power tower | Design speed 120 km/h, urban terrain | Wind | Wind speed at 10 m height (m/s) | 2.0187e-91
3 | W3.6 | Power tower | Design speed 120 km/h, urban terrain | Wind | Wind speed at 10 m height (m/s) | 3.5095e-69
4 | W3.6 | Power tower | Design speed 120 km/h, urban terrain | Wind | Wind speed at 10 m height (m/s) | 2.5494e-55
5 | W3.6 | Power tower | Design speed 120 km/h, urban terrain | Wind | Wind speed at 10 m height (m/s) | 1.1542e-45
6 | W3.6 | Power tower | Design speed 120 km/h, urban terrain | Wind | Wind speed at 10 m height (m/s) | 1.7445e-38
7 | W3.6 | Power tower | Design speed 120 km/h, urban terrain | Wind | Wind speed at 10 m height (m/s) | 6.517e-33
8 | W3.6 | Power tower | Design speed 120 km/h, urban terrain | Wind | Wind speed at 10 m height (m/s) | 1.8743e-28
9 | W3.6 | Power tower | Design speed 120 km/h, urban terrain | Wind | Wind speed at 10 m height (m/s) | 8.3625e-25
10 | W3.6 | Power tower | Design speed 120 km/h, urban terrain | Wind | Wind speed at 10 m height (m/s) | 9.1638e-22
11 | W3.6 | Power tower | Design speed 120 km/h, urban terrain | Wind | Wind speed at 10 m height (m/s) | 3.3821e-19
12 | W3.6 | Power tower | Design speed 120 km/h, urban terrain | Wind | Wind speed at 10 m height (m/s) | 5.2659e-17
13 | W3.6 | Power tower | Design speed 120 km/h, urban terrain | Wind | Wind speed at 10 m height (m/s) | 4.0818e-15
14 | W3.6 | Power tower | Design speed 120 km/h, urban terrain | Wind | Wind speed at 10 m height (m/s) | 1.7847e-13
15 | W3.6 | Power tower | Design speed 120 km/h, urban terrain | Wind | Wind speed at 10 m height (m/s) | 4.8459e-12
16 | W3.6 | Power tower | Design speed 120 km/h, urban terrain | Wind | Wind speed at 10 m height (m/s) | 8.8111e-11
17 | W3.6 | Power tower | Design speed 120 km/h, urban terrain | Wind | Wind speed at 10 m height (m/s) | 1.1393e-09
18 | W3.6 | Power tower | Design speed 120 km/h, urban terrain | Wind | Wind speed at 10 m height (m/s) | 1.0997e-08
19 | W3.6 | Power tower | Design speed 120 km/h, urban terrain | Wind | Wind speed at 10 m height (m/s) | 8.2455e-08
20 | W3.6 | Power tower | Design speed 120 km/h, urban terrain | Wind | Wind speed at 10 m height (m/s) | 4.9623e-07
21 | W3.6 | Power tower | Design speed 120 km/h, urban terrain | Wind | Wind speed at 10 m height (m/s) | 2.4636e-06
22 | W3.6 | Power tower | Design speed 120 km/h, urban terrain | Wind | Wind speed at 10 m height (m/s) | 1.0326e-05
23 | W3.6 | Power tower | Design speed 120 km/h, urban terrain | Wind | Wind speed at 10 m height (m/s) | 3.7259e-05
24 | W3.6 | Power tower | Design speed 120 km/h, urban terrain | Wind | Wind speed at 10 m height (m/s) | 0.0001177
25 | W3.6 | Power tower | Design speed 120 km/h, urban terrain | Wind | Wind speed at 10 m height (m/s) | 0.00033021
26 | W3.6 | Power tower | Design speed 120 km/h, urban terrain | Wind | Wind speed at 10 m height (m/s) | 0.00083318
27 | W3.6 | Power tower | Design speed 120 km/h, urban terrain | Wind | Wind speed at 10 m height (m/s) | 0.0019114
28 | W3.6 | Power tower | Design speed 120 km/h, urban terrain | Wind | Wind speed at 10 m height (m/s) | 0.0040248
29 | W3.6 | Power tower | Design speed 120 km/h, urban terrain | Wind | Wind speed at 10 m height (m/s) | 0.0078452
30 | W3.6 | Power tower | Design speed 120 km/h, urban terrain | Wind | Wind speed at 10 m height (m/s) | 0.014261
31 | W3.6 | Power tower | Design speed 120 km/h, urban terrain | Wind | Wind speed at 10 m height (m/s) | 0.024337
32 | W3.6 | Power tower | Design speed 120 km/h, urban terrain | Wind | Wind speed at 10 m height (m/s) | 0.039223
33 | W3.6 | Power tower | Design speed 120 km/h, urban terrain | Wind | Wind speed at 10 m height (m/s) | 0.060018
34 | W3.6 | Power tower | Design speed 120 km/h, urban terrain | Wind | Wind speed at 10 m height (m/s) | 0.087612
35 | W3.6 | Power tower | Design speed 120 km/h, urban terrain | Wind | Wind speed at 10 m height (m/s) | 0.12255
36 | W3.6 | Power tower | Design speed 120 km/h, urban terrain | Wind | Wind speed at 10 m height (m/s) | 0.16489
37 | W3.6 | Power tower | Design speed 120 km/h, urban terrain | Wind | Wind speed at 10 m height (m/s) | 0.21421
38 | W3.6 | Power tower | Design speed 120 km/h, urban terrain | Wind | Wind speed at 10 m height (m/s) | 0.26957
39 | W3.6 | Power tower | Design speed 120 km/h, urban terrain | Wind | Wind speed at 10 m height (m/s) | 0.32963
40 | W3.6 | Power tower | Design speed 120 km/h, urban terrain | Wind | Wind speed at 10 m height (m/s) | 0.39275
41 | W3.6 | Power tower | Design speed 120 km/h, urban terrain | Wind | Wind speed at 10 m height (m/s) | 0.45718
42 | W3.6 | Power tower | Design speed 120 km/h, urban terrain | Wind | Wind speed at 10 m height (m/s) | 0.52118
43 | W3.6 | Power tower | Design speed 120 km/h, urban terrain | Wind | Wind speed at 10 m height (m/s) | 0.58316
44 | W3.6 | Power tower | Design speed 120 km/h, urban terrain | Wind | Wind speed at 10 m height (m/s) | 0.64179
45 | W3.6 | Power tower | Design speed 120 km/h, urban terrain | Wind | Wind speed at 10 m height (m/s) | 0.69605
46 | W3.6 | Power tower | Design speed 120 km/h, urban terrain | Wind | Wind speed at 10 m height (m/s) | 0.74524
47 | W3.6 | Power tower | Design speed 120 km/h, urban terrain | Wind | Wind speed at 10 m height (m/s) | 0.78901
48 | W3.6 | Power tower | Design speed 120 km/h, urban terrain | Wind | Wind speed at 10 m height (m/s) | 0.82724
49 | W3.6 | Power tower | Design speed 120 km/h, urban terrain | Wind | Wind speed at 10 m height (m/s) | 0.86011
50 | W3.6 | Power tower | Design speed 120 km/h, urban terrain | Wind | Wind speed at 10 m height (m/s) | 0.88791
51 | W3.6 | Power tower | Design speed 120 km/h, urban terrain | Wind | Wind speed at 10 m height (m/s) | 0.91109
52 | W3.6 | Power tower | Design speed 120 km/h, urban terrain | Wind | Wind speed at 10 m height (m/s) | 0.93016
53 | W3.6 | Power tower | Design speed 120 km/h, urban terrain | Wind | Wind speed at 10 m height (m/s) | 0.94564
54 | W3.6 | Power tower | Design speed 120 km/h, urban terrain | Wind | Wind speed at 10 m height (m/s) | 0.95806
55 | W3.6 | Power tower | Design speed 120 km/h, urban terrain | Wind | Wind speed at 10 m height (m/s) | 0.96791
56 | W3.6 | Power tower | Design speed 120 km/h, urban terrain | Wind | Wind speed at 10 m height (m/s) | 0.97564
57 | W3.6 | Power tower | Design speed 120 km/h, urban terrain | Wind | Wind speed at 10 m height (m/s) | 0.98165
58 | W3.6 | Power tower | Design speed 120 km/h, urban terrain | Wind | Wind speed at 10 m height (m/s) | 0.98627
59 | W3.6 | Power tower | Design speed 120 km/h, urban terrain | Wind | Wind speed at 10 m height (m/s) | 0.9898
60 | W3.6 | Power tower | Design speed 120 km/h, urban terrain | Wind | Wind speed at 10 m height (m/s) | 0.99247
61 | W3.6 | Power tower | Design speed 120 km/h, urban terrain | Wind | Wind speed at 10 m height (m/s) | 0.99448
62 | W3.6 | Power tower | Design speed 120 km/h, urban terrain | Wind | Wind speed at 10 m height (m/s) | 0.99597
63 | W3.6 | Power tower | Design speed 120 km/h, urban terrain | Wind | Wind speed at 10 m height (m/s) | 0.99708
64 | W3.6 | Power tower | Design speed 120 km/h, urban terrain | Wind | Wind speed at 10 m height (m/s) | 0.99789
65 | W3.6 | Power tower | Design speed 120 km/h, urban terrain | Wind | Wind speed at 10 m height (m/s) | 0.99848
66 | W3.6 | Power tower | Design speed 120 km/h, urban terrain | Wind | Wind speed at 10 m height (m/s) | 0.99892
67 | W3.6 | Power tower | Design speed 120 km/h, urban terrain | Wind | Wind speed at 10 m height (m/s) | 0.99923
68 | W3.6 | Power tower | Design speed 120 km/h, urban terrain | Wind | Wind speed at 10 m height (m/s) | 0.99945
69 | W3.6 | Power tower | Design speed 120 km/h, urban terrain | Wind | Wind speed at 10 m height (m/s) | 0.99961
70 | W3.6 | Power tower | Design speed 120 km/h, urban terrain | Wind | Wind speed at 10 m height (m/s) | 0.99973
71 | W3.6 | Power tower | Design speed 120 km/h, urban terrain | Wind | Wind speed at 10 m height (m/s) | 0.99981
72 | W3.6 | Power tower | Design speed 120 km/h, urban terrain | Wind | Wind speed at 10 m height (m/s) | 0.99987
73 | W3.6 | Power tower | Design speed 120 km/h, urban terrain | Wind | Wind speed at 10 m height (m/s) | 0.99991
74 | W3.6 | Power tower | Design speed 120 km/h, urban terrain | Wind | Wind speed at 10 m height (m/s) | 0.99994
75 | W3.6 | Power tower | Design speed 120 km/h, urban terrain | Wind | Wind speed at 10 m height (m/s) | 0.99996
76 | W3.6 | Power tower | Design speed 120 km/h, urban terrain | Wind | Wind speed at 10 m height (m/s) | 0.99997
77 | W3.6 | Power tower | Design speed 120 km/h, urban terrain | Wind | Wind speed at 10 m height (m/s) | 0.99998
78 | W3.6 | Power tower | Design speed 120 km/h, urban terrain | Wind | Wind speed at 10 m height (m/s) | 0.99999
79 | W3.6 | Power tower | Design speed 120 km/h, urban terrain | Wind | Wind speed at 10 m height (m/s) | 0.99999
80 | W3.6 | Power tower | Design speed 120 km/h, urban terrain | Wind | Wind speed at 10 m height (m/s) | 0.99999
81 | W3.6 | Power tower | Design speed 120 km/h, urban terrain | Wind | Wind speed at 10 m height (m/s) | 1
82 | W3.6 | Power tower | Design speed 120 km/h, urban terrain | Wind | Wind speed at 10 m height (m/s) | 1
83 | W3.6 | Power tower | Design speed 120 km/h, urban terrain | Wind | Wind speed at 10 m height (m/s) | 1
84 | W3.6 | Power tower | Design speed 120 km/h, urban terrain | Wind | Wind speed at 10 m height (m/s) | 1
85 | W3.6 | Power tower | Design speed 120 km/h, urban terrain | Wind | Wind speed at 10 m height (m/s) | 1
86 | W3.6 | Power tower | Design speed 120 km/h, urban terrain | Wind | Wind speed at 10 m height (m/s) | 1
87 | W3.6 | Power tower | Design speed 120 km/h, urban terrain | Wind | Wind speed at 10 m height (m/s) | 1
88 | W3.6 | Power tower | Design speed 120 km/h, urban terrain | Wind | Wind speed at 10 m height (m/s) | 1
89 | W3.6 | Power tower | Design speed 120 km/h, urban terrain | Wind | Wind speed at 10 m height (m/s) | 1
90 | W3.6 | Power tower | Design speed 120 km/h, urban terrain | Wind | Wind speed at 10 m height (m/s) | 1
91 | W3.6 | Power tower | Design speed 120 km/h, urban terrain | Wind | Wind speed at 10 m height (m/s) | 1
92 | W3.6 | Power tower | Design speed 120 km/h, urban terrain | Wind | Wind speed at 10 m height (m/s) | 1
93 | W3.6 | Power tower | Design speed 120 km/h, urban terrain | Wind | Wind speed at 10 m height (m/s) | 1
94 | W3.6 | Power tower | Design speed 120 km/h, urban terrain | Wind | Wind speed at 10 m height (m/s) | 1
95 | W3.6 | Power tower | Design speed 120 km/h, urban terrain | Wind | Wind speed at 10 m height (m/s) | 1
96 | W3.6 | Power tower | Design speed 120 km/h, urban terrain | Wind | Wind speed at 10 m height (m/s) | 1
97 | W3.6 | Power tower | Design speed 120 km/h, urban terrain | Wind | Wind speed at 10 m height (m/s) | 1
98 | W3.6 | Power tower | Design speed 120 km/h, urban terrain | Wind | Wind speed at 10 m height (m/s) | 1
99 | W3.6 | Power tower | Design speed 120 km/h, urban terrain | Wind | Wind speed at 10 m height (m/s) | 1
100 | W3.6 | Power tower | Design speed 120 km/h, urban terrain | Wind | Wind speed at 10 m height (m/s) | 1
0 | W3.7 | Power tower | Design speed 130 km/h, urban terrain | Wind | Wind speed at 10 m height (m/s) | 0
1 | W3.7 | Power tower | Design speed 130 km/h, urban terrain | Wind | Wind speed at 10 m height (m/s) | 1.3168e-142
2 | W3.7 | Power tower | Design speed 130 km/h, urban terrain | Wind | Wind speed at 10 m height (m/s) | 3.4719e-96
3 | W3.7 | Power tower | Design speed 130 km/h, urban terrain | Wind | Wind speed at 10 m height (m/s) | 2.5438e-73
4 | W3.7 | Power tower | Design speed 130 km/h, urban terrain | Wind | Wind speed at 10 m height (m/s) | 5.124e-59
5 | W3.7 | Power tower | Design speed 130 km/h, urban terrain | Wind | Wind speed at 10 m height (m/s) | 5.1137e-49
6 | W3.7 | Power tower | Design speed 130 km/h, urban terrain | Wind | Wind speed at 10 m height (m/s) | 1.4735e-41
7 | W3.7 | Power tower | Design speed 130 km/h, urban terrain | Wind | Wind speed at 10 m height (m/s) | 9.4946e-36
8 | W3.7 | Power tower | Design speed 130 km/h, urban terrain | Wind | Wind speed at 10 m height (m/s) | 4.3765e-31
9 | W3.7 | Power tower | Design speed 130 km/h, urban terrain | Wind | Wind speed at 10 m height (m/s) | 2.9589e-27
10 | W3.7 | Power tower | Design speed 130 km/h, urban terrain | Wind | Wind speed at 10 m height (m/s) | 4.7005e-24
11 | W3.7 | Power tower | Design speed 130 km/h, urban terrain | Wind | Wind speed at 10 m height (m/s) | 2.4264e-21
12 | W3.7 | Power tower | Design speed 130 km/h, urban terrain | Wind | Wind speed at 10 m height (m/s) | 5.1295e-19
13 | W3.7 | Power tower | Design speed 130 km/h, urban terrain | Wind | Wind speed at 10 m height (m/s) | 5.2659e-17
14 | W3.7 | Power tower | Design speed 130 km/h, urban terrain | Wind | Wind speed at 10 m height (m/s) | 2.985e-15
15 | W3.7 | Power tower | Design speed 130 km/h, urban terrain | Wind | Wind speed at 10 m height (m/s) | 1.0317e-13
16 | W3.7 | Power tower | Design speed 130 km/h, urban terrain | Wind | Wind speed at 10 m height (m/s) | 2.3497e-12
17 | W3.7 | Power tower | Design speed 130 km/h, urban terrain | Wind | Wind speed at 10 m height (m/s) | 3.7524e-11
18 | W3.7 | Power tower | Design speed 130 km/h, urban terrain | Wind | Wind speed at 10 m height (m/s) | 4.4175e-10
19 | W3.7 | Power tower | Design speed 130 km/h, urban terrain | Wind | Wind speed at 10 m height (m/s) | 3.9942e-09
20 | W3.7 | Power tower | Design speed 130 km/h, urban terrain | Wind | Wind speed at 10 m height (m/s) | 2.8695e-08
21 | W3.7 | Power tower | Design speed 130 km/h, urban terrain | Wind | Wind speed at 10 m height (m/s) | 1.6851e-07
22 | W3.7 | Power tower | Design speed 130 km/h, urban terrain | Wind | Wind speed at 10 m height (m/s) | 8.2834e-07
23 | W3.7 | Power tower | Design speed 130 km/h, urban terrain | Wind | Wind speed at 10 m height (m/s) | 3.4785e-06
24 | W3.7 | Power tower | Design speed 130 km/h, urban terrain | Wind | Wind speed at 10 m height (m/s) | 1.2697e-05
25 | W3.7 | Power tower | Design speed 130 km/h, urban terrain | Wind | Wind speed at 10 m height (m/s) | 4.089e-05
26 | W3.7 | Power tower | Design speed 130 km/h, urban terrain | Wind | Wind speed at 10 m height (m/s) | 0.0001177
27 | W3.7 | Power tower | Design speed 130 km/h, urban terrain | Wind | Wind speed at 10 m height (m/s) | 0.00030622
28 | W3.7 | Power tower | Design speed 130 km/h, urban terrain | Wind | Wind speed at 10 m height (m/s) | 0.00072729
29 | W3.7 | Power tower | Design speed 130 km/h, urban terrain | Wind | Wind speed at 10 m height (m/s) | 0.0015906
30 | W3.7 | Power tower | Design speed 130 km/h, urban terrain | Wind | Wind speed at 10 m height (m/s) | 0.0032283
31 | W3.7 | Power tower | Design speed 130 km/h, urban terrain | Wind | Wind speed at 10 m height (m/s) | 0.0061218
32 | W3.7 | Power tower | Design speed 130 km/h, urban terrain | Wind | Wind speed at 10 m height (m/s) | 0.010913
33 | W3.7 | Power tower | Design speed 130 km/h, urban terrain | Wind | Wind speed at 10 m height (m/s) | 0.018388
34 | W3.7 | Power tower | Design speed 130 km/h, urban terrain | Wind | Wind speed at 10 m height (m/s) | 0.029431
35 | W3.7 | Power tower | Design speed 130 km/h, urban terrain | Wind | Wind speed at 10 m height (m/s) | 0.044945
36 | W3.7 | Power tower | Design speed 130 km/h, urban terrain | Wind | Wind speed at 10 m height (m/s) | 0.065756
37 | W3.7 | Power tower | Design speed 130 km/h, urban terrain | Wind | Wind speed at 10 m height (m/s) | 0.092501
38 | W3.7 | Power tower | Design speed 130 km/h, urban terrain | Wind | Wind speed at 10 m height (m/s) | 0.12554
39 | W3.7 | Power tower | Design speed 130 km/h, urban terrain | Wind | Wind speed at 10 m height (m/s) | 0.16489
40 | W3.7 | Power tower | Design speed 130 km/h, urban terrain | Wind | Wind speed at 10 m height (m/s) | 0.21019
41 | W3.7 | Power tower | Design speed 130 km/h, urban terrain | Wind | Wind speed at 10 m height (m/s) | 0.26071
42 | W3.7 | Power tower | Design speed 130 km/h, urban terrain | Wind | Wind speed at 10 m height (m/s) | 0.31544
43 | W3.7 | Power tower | Design speed 130 km/h, urban terrain | Wind | Wind speed at 10 m height (m/s) | 0.37311
44 | W3.7 | Power tower | Design speed 130 km/h, urban terrain | Wind | Wind speed at 10 m height (m/s) | 0.43236
45 | W3.7 | Power tower | Design speed 130 km/h, urban terrain | Wind | Wind speed at 10 m height (m/s) | 0.4918
46 | W3.7 | Power tower | Design speed 130 km/h, urban terrain | Wind | Wind speed at 10 m height (m/s) | 0.55013
47 | W3.7 | Power tower | Design speed 130 km/h, urban terrain | Wind | Wind speed at 10 m height (m/s) | 0.60617
48 | W3.7 | Power tower | Design speed 130 km/h, urban terrain | Wind | Wind speed at 10 m height (m/s) | 0.65899
49 | W3.7 | Power tower | Design speed 130 km/h, urban terrain | Wind | Wind speed at 10 m height (m/s) | 0.70787
50 | W3.7 | Power tower | Design speed 130 km/h, urban terrain | Wind | Wind speed at 10 m height (m/s) | 0.75234
51 | W3.7 | Power tower | Design speed 130 km/h, urban terrain | Wind | Wind speed at 10 m height (m/s) | 0.79214
52 | W3.7 | Power tower | Design speed 130 km/h, urban terrain | Wind | Wind speed at 10 m height (m/s) | 0.82724
53 | W3.7 | Power tower | Design speed 130 km/h, urban terrain | Wind | Wind speed at 10 m height (m/s) | 0.85776
54 | W3.7 | Power tower | Design speed 130 km/h, urban terrain | Wind | Wind speed at 10 m height (m/s) | 0.88394
55 | W3.7 | Power tower | Design speed 130 km/h, urban terrain | Wind | Wind speed at 10 m height (m/s) | 0.90612
56 | W3.7 | Power tower | Design speed 130 km/h, urban terrain | Wind | Wind speed at 10 m height (m/s) | 0.9247
57 | W3.7 | Power tower | Design speed 130 km/h, urban terrain | Wind | Wind speed at 10 m height (m/s) | 0.94007
58 | W3.7 | Power tower | Design speed 130 km/h, urban terrain | Wind | Wind speed at 10 m height (m/s) | 0.95267
59 | W3.7 | Power tower | Design speed 130 km/h, urban terrain | Wind | Wind speed at 10 m height (m/s) | 0.96289
60 | W3.7 | Power tower | Design speed 130 km/h, urban terrain | Wind | Wind speed at 10 m height (m/s) | 0.97111
61 | W3.7 | Power tower | Design speed 130 km/h, urban terrain | Wind | Wind speed at 10 m height (m/s) | 0.97765
62 | W3.7 | Power tower | Design speed 130 km/h, urban terrain | Wind | Wind speed at 10 m height (m/s) | 0.98282
63 | W3.7 | Power tower | Design speed 130 km/h, urban terrain | Wind | Wind speed at 10 m height (m/s) | 0.98688
64 | W3.7 | Power tower | Design speed 130 km/h, urban terrain | Wind | Wind speed at 10 m height (m/s) | 0.99003
65 | W3.7 | Power tower | Design speed 130 km/h, urban terrain | Wind | Wind speed at 10 m height (m/s) | 0.99247
66 | W3.7 | Power tower | Design speed 130 km/h, urban terrain | Wind | Wind speed at 10 m height (m/s) | 0.99434
67 | W3.7 | Power tower | Design speed 130 km/h, urban terrain | Wind | Wind speed at 10 m height (m/s) | 0.99577
68 | W3.7 | Power tower | Design speed 130 km/h, urban terrain | Wind | Wind speed at 10 m height (m/s) | 0.99685
69 | W3.7 | Power tower | Design speed 130 km/h, urban terrain | Wind | Wind speed at 10 m height (m/s) | 0.99767
70 | W3.7 | Power tower | Design speed 130 km/h, urban terrain | Wind | Wind speed at 10 m height (m/s) | 0.99828
71 | W3.7 | Power tower | Design speed 130 km/h, urban terrain | Wind | Wind speed at 10 m height (m/s) | 0.99873
72 | W3.7 | Power tower | Design speed 130 km/h, urban terrain | Wind | Wind speed at 10 m height (m/s) | 0.99907
73 | W3.7 | Power tower | Design speed 130 km/h, urban terrain | Wind | Wind speed at 10 m height (m/s) | 0.99932
74 | W3.7 | Power tower | Design speed 130 km/h, urban terrain | Wind | Wind speed at 10 m height (m/s) | 0.99951
75 | W3.7 | Power tower | Design speed 130 km/h, urban terrain | Wind | Wind speed at 10 m height (m/s) | 0.99964
76 | W3.7 | Power tower | Design speed 130 km/h, urban terrain | Wind | Wind speed at 10 m height (m/s) | 0.99974
77 | W3.7 | Power tower | Design speed 130 km/h, urban terrain | Wind | Wind speed at 10 m height (m/s) | 0.99981
78 | W3.7 | Power tower | Design speed 130 km/h, urban terrain | Wind | Wind speed at 10 m height (m/s) | 0.99987
79 | W3.7 | Power tower | Design speed 130 km/h, urban terrain | Wind | Wind speed at 10 m height (m/s) | 0.9999
80 | W3.7 | Power tower | Design speed 130 km/h, urban terrain | Wind | Wind speed at 10 m height (m/s) | 0.99993
81 | W3.7 | Power tower | Design speed 130 km/h, urban terrain | Wind | Wind speed at 10 m height (m/s) | 0.99995
82 | W3.7 | Power tower | Design speed 130 km/h, urban terrain | Wind | Wind speed at 10 m height (m/s) | 0.99997
83 | W3.7 | Power tower | Design speed 130 km/h, urban terrain | Wind | Wind speed at 10 m height (m/s) | 0.99998
84 | W3.7 | Power tower | Design speed 130 km/h, urban terrain | Wind | Wind speed at 10 m height (m/s) | 0.99998
85 | W3.7 | Power tower | Design speed 130 km/h, urban terrain | Wind | Wind speed at 10 m height (m/s) | 0.99999
86 | W3.7 | Power tower | Design speed 130 km/h, urban terrain | Wind | Wind speed at 10 m height (m/s) | 0.99999
87 | W3.7 | Power tower | Design speed 130 km/h, urban terrain | Wind | Wind speed at 10 m height (m/s) | 0.99999
88 | W3.7 | Power tower | Design speed 130 km/h, urban terrain | Wind | Wind speed at 10 m height (m/s) | 1
89 | W3.7 | Power tower | Design speed 130 km/h, urban terrain | Wind | Wind speed at 10 m height (m/s) | 1
90 | W3.7 | Power tower | Design speed 130 km/h, urban terrain | Wind | Wind speed at 10 m height (m/s) | 1
91 | W3.7 | Power tower | Design speed 130 km/h, urban terrain | Wind | Wind speed at 10 m height (m/s) | 1
92 | W3.7 | Power tower | Design speed 130 km/h, urban terrain | Wind | Wind speed at 10 m height (m/s) | 1
93 | W3.7 | Power tower | Design speed 130 km/h, urban terrain | Wind | Wind speed at 10 m height (m/s) | 1
94 | W3.7 | Power tower | Design speed 130 km/h, urban terrain | Wind | Wind speed at 10 m height (m/s) | 1
95 | W3.7 | Power tower | Design speed 130 km/h, urban terrain | Wind | Wind speed at 10 m height (m/s) | 1
96 | W3.7 | Power tower | Design speed 130 km/h, urban terrain | Wind | Wind speed at 10 m height (m/s) | 1
97 | W3.7 | Power tower | Design speed 130 km/h, urban terrain | Wind | Wind speed at 10 m height (m/s) | 1
98 | W3.7 | Power tower | Design speed 130 km/h, urban terrain | Wind | Wind speed at 10 m height (m/s) | 1
99 | W3.7 | Power tower | Design speed 130 km/h, urban terrain | Wind | Wind speed at 10 m height (m/s) | 1
100 | W3.7 | Power tower | Design speed 130 km/h, urban terrain | Wind | Wind speed at 10 m height (m/s) | 1
0 | W3.8 | Power tower | Design speed 140 km/h, urban terrain | Wind | Wind speed at 10 m height (m/s) | 0
1 | W3.8 | Power tower | Design speed 140 km/h, urban terrain | Wind | Wind speed at 10 m height (m/s) | 4.0608e-148
2 | W3.8 | Power tower | Design speed 140 km/h, urban terrain | Wind | Wind speed at 10 m height (m/s) | 1.0455e-100
3 | W3.8 | Power tower | Design speed 140 km/h, urban terrain | Wind | Wind speed at 10 m height (m/s) | 2.9024e-77
4 | W3.8 | Power tower | Design speed 140 km/h, urban terrain | Wind | Wind speed at 10 m height (m/s) | 1.5033e-62
5 | W3.8 | Power tower | Design speed 140 km/h, urban terrain | Wind | Wind speed at 10 m height (m/s) | 3.1195e-52
6 | W3.8 | Power tower | Design speed 140 km/h, urban terrain | Wind | Wind speed at 10 m height (m/s) | 1.6341e-44
7 | W3.8 | Power tower | Design speed 140 km/h, urban terrain | Wind | Wind speed at 10 m height (m/s) | 1.7445e-38
8 | W3.8 | Power tower | Design speed 140 km/h, urban terrain | Wind | Wind speed at 10 m height (m/s) | 1.2448e-33
9 | W3.8 | Power tower | Design speed 140 km/h, urban terrain | Wind | Wind speed at 10 m height (m/s) | 1.2369e-29
10 | W3.8 | Power tower | Design speed 140 km/h, urban terrain | Wind | Wind speed at 10 m height (m/s) | 2.772e-26
11 | W3.8 | Power tower | Design speed 140 km/h, urban terrain | Wind | Wind speed at 10 m height (m/s) | 1.9527e-23
12 | W3.8 | Power tower | Design speed 140 km/h, urban terrain | Wind | Wind speed at 10 m height (m/s) | 5.4814e-21
13 | W3.8 | Power tower | Design speed 140 km/h, urban terrain | Wind | Wind speed at 10 m height (m/s) | 7.3014e-19
14 | W3.8 | Power tower | Design speed 140 km/h, urban terrain | Wind | Wind speed at 10 m height (m/s) | 5.2659e-17
15 | W3.8 | Power tower | Design speed 140 km/h, urban terrain | Wind | Wind speed at 10 m height (m/s) | 2.2765e-15
16 | W3.8 | Power tower | Design speed 140 km/h, urban terrain | Wind | Wind speed at 10 m height (m/s) | 6.3905e-14
17 | W3.8 | Power tower | Design speed 140 km/h, urban terrain | Wind | Wind speed at 10 m height (m/s) | 1.2415e-12
18 | W3.8 | Power tower | Design speed 140 km/h, urban terrain | Wind | Wind speed at 10 m height (m/s) | 1.7575e-11
19 | W3.8 | Power tower | Design speed 140 km/h, urban terrain | Wind | Wind speed at 10 m height (m/s) | 1.8912e-10
20 | W3.8 | Power tower | Design speed 140 km/h, urban terrain | Wind | Wind speed at 10 m height (m/s) | 1.6019e-09
21 | W3.8 | Power tower | Design speed 140 km/h, urban terrain | Wind | Wind speed at 10 m height (m/s) | 1.0997e-08
22 | W3.8 | Power tower | Design speed 140 km/h, urban terrain | Wind | Wind speed at 10 m height (m/s) | 6.2716e-08
23 | W3.8 | Power tower | Design speed 140 km/h, urban terrain | Wind | Wind speed at 10 m height (m/s) | 3.0338e-07
24 | W3.8 | Power tower | Design speed 140 km/h, urban terrain | Wind | Wind speed at 10 m height (m/s) | 1.2673e-06
25 | W3.8 | Power tower | Design speed 140 km/h, urban terrain | Wind | Wind speed at 10 m height (m/s) | 4.6428e-06
26 | W3.8 | Power tower | Design speed 140 km/h, urban terrain | Wind | Wind speed at 10 m height (m/s) | 1.5117e-05
27 | W3.8 | Power tower | Design speed 140 km/h, urban terrain | Wind | Wind speed at 10 m height (m/s) | 4.4256e-05
28 | W3.8 | Power tower | Design speed 140 km/h, urban terrain | Wind | Wind speed at 10 m height (m/s) | 0.0001177
29 | W3.8 | Power tower | Design speed 140 km/h, urban terrain | Wind | Wind speed at 10 m height (m/s) | 0.0002869
30 | W3.8 | Power tower | Design speed 140 km/h, urban terrain | Wind | Wind speed at 10 m height (m/s) | 0.00064612
31 | W3.8 | Power tower | Design speed 140 km/h, urban terrain | Wind | Wind speed at 10 m height (m/s) | 0.0013539
32 | W3.8 | Power tower | Design speed 140 km/h, urban terrain | Wind | Wind speed at 10 m height (m/s) | 0.0026563
33 | W3.8 | Power tower | Design speed 140 km/h, urban terrain | Wind | Wind speed at 10 m height (m/s) | 0.0049073
34 | W3.8 | Power tower | Design speed 140 km/h, urban terrain | Wind | Wind speed at 10 m height (m/s) | 0.0085796
35 | W3.8 | Power tower | Design speed 140 km/h, urban terrain | Wind | Wind speed at 10 m height (m/s) | 0.014261
36 | W3.8 | Power tower | Design speed 140 km/h, urban terrain | Wind | Wind speed at 10 m height (m/s) | 0.02263
37 | W3.8 | Power tower | Design speed 140 km/h, urban terrain | Wind | Wind speed at 10 m height (m/s) | 0.034413
38 | W3.8 | Power tower | Design speed 140 km/h, urban terrain | Wind | Wind speed at 10 m height (m/s) | 0.050319
39 | W3.8 | Power tower | Design speed 140 km/h, urban terrain | Wind | Wind speed at 10 m height (m/s) | 0.07097
40 | W3.8 | Power tower | Design speed 140 km/h, urban terrain | Wind | Wind speed at 10 m height (m/s) | 0.096832
41 | W3.8 | Power tower | Design speed 140 km/h, urban terrain | Wind | Wind speed at 10 m height (m/s) | 0.12815
42 | W3.8 | Power tower | Design speed 140 km/h, urban terrain | Wind | Wind speed at 10 m height (m/s) | 0.16489
43 | W3.8 | Power tower | Design speed 140 km/h, urban terrain | Wind | Wind speed at 10 m height (m/s) | 0.20677
44 | W3.8 | Power tower | Design speed 140 km/h, urban terrain | Wind | Wind speed at 10 m height (m/s) | 0.25321
45 | W3.8 | Power tower | Design speed 140 km/h, urban terrain | Wind | Wind speed at 10 m height (m/s) | 0.30342
46 | W3.8 | Power tower | Design speed 140 km/h, urban terrain | Wind | Wind speed at 10 m height (m/s) | 0.35641
47 | W3.8 | Power tower | Design speed 140 km/h, urban terrain | Wind | Wind speed at 10 m height (m/s) | 0.41111
48 | W3.8 | Power tower | Design speed 140 km/h, urban terrain | Wind | Wind speed at 10 m height (m/s) | 0.46639
49 | W3.8 | Power tower | Design speed 140 km/h, urban terrain | Wind | Wind speed at 10 m height (m/s) | 0.52118
50 | W3.8 | Power tower | Design speed 140 km/h, urban terrain | Wind | Wind speed at 10 m height (m/s) | 0.57449
51 | W3.8 | Power tower | Design speed 140 km/h, urban terrain | Wind | Wind speed at 10 m height (m/s) | 0.62545
52 | W3.8 | Power tower | Design speed 140 km/h, urban terrain | Wind | Wind speed at 10 m height (m/s) | 0.67338
53 | W3.8 | Power tower | Design speed 140 km/h, urban terrain | Wind | Wind speed at 10 m height (m/s) | 0.71778
54 | W3.8 | Power tower | Design speed 140 km/h, urban terrain | Wind | Wind speed at 10 m height (m/s) | 0.75831
55 | W3.8 | Power tower | Design speed 140 km/h, urban terrain | Wind | Wind speed at 10 m height (m/s) | 0.7948
56 | W3.8 | Power tower | Design speed 140 km/h, urban terrain | Wind | Wind speed at 10 m height (m/s) | 0.82724
57 | W3.8 | Power tower | Design speed 140 km/h, urban terrain | Wind | Wind speed at 10 m height (m/s) | 0.85573
58 | W3.8 | Power tower | Design speed 140 km/h, urban terrain | Wind | Wind speed at 10 m height (m/s) | 0.88046
59 | W3.8 | Power tower | Design speed 140 km/h, urban terrain | Wind | Wind speed at 10 m height (m/s) | 0.90169
60 | W3.8 | Power tower | Design speed 140 km/h, urban terrain | Wind | Wind speed at 10 m height (m/s) | 0.91973
61 | W3.8 | Power tower | Design speed 140 km/h, urban terrain | Wind | Wind speed at 10 m height (m/s) | 0.93492
62 | W3.8 | Power tower | Design speed 140 km/h, urban terrain | Wind | Wind speed at 10 m height (m/s) | 0.94759
63 | W3.8 | Power tower | Design speed 140 km/h, urban terrain | Wind | Wind speed at 10 m height (m/s) | 0.95806
64 | W3.8 | Power tower | Design speed 140 km/h, urban terrain | Wind | Wind speed at 10 m height (m/s) | 0.96664
65 | W3.8 | Power tower | Design speed 140 km/h, urban terrain | Wind | Wind speed at 10 m height (m/s) | 0.97362
66 | W3.8 | Power tower | Design speed 140 km/h, urban terrain | Wind | Wind speed at 10 m height (m/s) | 0.97926
67 | W3.8 | Power tower | Design speed 140 km/h, urban terrain | Wind | Wind speed at 10 m height (m/s) | 0.98378
68 | W3.8 | Power tower | Design speed 140 km/h, urban terrain | Wind | Wind speed at 10 m height (m/s) | 0.98738
69 | W3.8 | Power tower | Design speed 140 km/h, urban terrain | Wind | Wind speed at 10 m height (m/s) | 0.99023
70 | W3.8 | Power tower | Design speed 140 km/h, urban terrain | Wind | Wind speed at 10 m height (m/s) | 0.99247
71 | W3.8 | Power tower | Design speed 140 km/h, urban terrain | Wind | Wind speed at 10 m height (m/s) | 0.99422
72 | W3.8 | Power tower | Design speed 140 km/h, urban terrain | Wind | Wind speed at 10 m height (m/s) | 0.99559
73 | W3.8 | Power tower | Design speed 140 km/h, urban terrain | Wind | Wind speed at 10 m height (m/s) | 0.99664
74 | W3.8 | Power tower | Design speed 140 km/h, urban terrain | Wind | Wind speed at 10 m height (m/s) | 0.99746
75 | W3.8 | Power tower | Design speed 140 km/h, urban terrain | Wind | Wind speed at 10 m height (m/s) | 0.99808
76 | W3.8 | Power tower | Design speed 140 km/h, urban terrain | Wind | Wind speed at 10 m height (m/s) | 0.99856
77 | W3.8 | Power tower | Design speed 140 km/h, urban terrain | Wind | Wind speed at 10 m height (m/s) | 0.99892
78 | W3.8 | Power tower | Design speed 140 km/h, urban terrain | Wind | Wind speed at 10 m height (m/s) | 0.99919
79 | W3.8 | Power tower | Design speed 140 km/h, urban terrain | Wind | Wind speed at 10 m height (m/s) | 0.9994
80 | W3.8 | Power tower | Design speed 140 km/h, urban terrain | Wind | Wind speed at 10 m height (m/s) | 0.99955
81 | W3.8 | Power tower | Design speed 140 km/h, urban terrain | Wind | Wind speed at 10 m height (m/s) | 0.99967
82 | W3.8 | Power tower | Design speed 140 km/h, urban terrain | Wind | Wind speed at 10 m height (m/s) | 0.99975
83 | W3.8 | Power tower | Design speed 140 km/h, urban terrain | Wind | Wind speed at 10 m height (m/s) | 0.99982
84 | W3.8 | Power tower | Design speed 140 km/h, urban terrain | Wind | Wind speed at 10 m height (m/s) | 0.99987
85 | W3.8 | Power tower | Design speed 140 km/h, urban terrain | Wind | Wind speed at 10 m height (m/s) | 0.9999
86 | W3.8 | Power tower | Design speed 140 km/h, urban terrain | Wind | Wind speed at 10 m height (m/s) | 0.99993
87 | W3.8 | Power tower | Design speed 140 km/h, urban terrain | Wind | Wind speed at 10 m height (m/s) | 0.99995
88 | W3.8 | Power tower | Design speed 140 km/h, urban terrain | Wind | Wind speed at 10 m height (m/s) | 0.99996
89 | W3.8 | Power tower | Design speed 140 km/h, urban terrain | Wind | Wind speed at 10 m height (m/s) | 0.99997
90 | W3.8 | Power tower | Design speed 140 km/h, urban terrain | Wind | Wind speed at 10 m height (m/s) | 0.99998
91 | W3.8 | Power tower | Design speed 140 km/h, urban terrain | Wind | Wind speed at 10 m height (m/s) | 0.99999
92 | W3.8 | Power tower | Design speed 140 km/h, urban terrain | Wind | Wind speed at 10 m height (m/s) | 0.99999
93 | W3.8 | Power tower | Design speed 140 km/h, urban terrain | Wind | Wind speed at 10 m height (m/s) | 0.99999
94 | W3.8 | Power tower | Design speed 140 km/h, urban terrain | Wind | Wind speed at 10 m height (m/s) | 0.99999
95 | W3.8 | Power tower | Design speed 140 km/h, urban terrain | Wind | Wind speed at 10 m height (m/s) | 1
96 | W3.8 | Power tower | Design speed 140 km/h, urban terrain | Wind | Wind speed at 10 m height (m/s) | 1
97 | W3.8 | Power tower | Design speed 140 km/h, urban terrain | Wind | Wind speed at 10 m height (m/s) | 1
98 | W3.8 | Power tower | Design speed 140 km/h, urban terrain | Wind | Wind speed at 10 m height (m/s) | 1
99 | W3.8 | Power tower | Design speed 140 km/h, urban terrain | Wind | Wind speed at 10 m height (m/s) | 1
100 | W3.8 | Power tower | Design speed 140 km/h, urban terrain | Wind | Wind speed at 10 m height (m/s) | 1
0 | W3.9 | Power tower | Design speed 150 km/h, urban terrain | Wind | Wind speed at 10 m height (m/s) | 0
1 | W3.9 | Power tower | Design speed 150 km/h, urban terrain | Wind | Wind speed at 10 m height (m/s) | 2.4151e-153
2 | W3.9 | Power tower | Design speed 150 km/h, urban terrain | Wind | Wind speed at 10 m height (m/s) | 5.1889e-105
3 | W3.9 | Power tower | Design speed 150 km/h, urban terrain | Wind | Wind speed at 10 m height (m/s) | 4.9791e-81
4 | W3.9 | Power tower | Design speed 150 km/h, urban terrain | Wind | Wind speed at 10 m height (m/s) | 6.2139e-66
5 | W3.9 | Power tower | Design speed 150 km/h, urban terrain | Wind | Wind speed at 10 m height (m/s) | 2.5494e-55
6 | W3.9 | Power tower | Design speed 150 km/h, urban terrain | Wind | Wind speed at 10 m height (m/s) | 2.3299e-47
7 | W3.9 | Power tower | Design speed 150 km/h, urban terrain | Wind | Wind speed at 10 m height (m/s) | 3.9806e-41
8 | W3.9 | Power tower | Design speed 150 km/h, urban terrain | Wind | Wind speed at 10 m height (m/s) | 4.2671e-36
9 | W3.9 | Power tower | Design speed 150 km/h, urban terrain | Wind | Wind speed at 10 m height (m/s) | 6.0695e-32
10 | W3.9 | Power tower | Design speed 150 km/h, urban terrain | Wind | Wind speed at 10 m height (m/s) | 1.8743e-28
11 | W3.9 | Power tower | Design speed 150 km/h, urban terrain | Wind | Wind speed at 10 m height (m/s) | 1.7641e-25
12 | W3.9 | Power tower | Design speed 150 km/h, urban terrain | Wind | Wind speed at 10 m height (m/s) | 6.4492e-23
13 | W3.9 | Power tower | Design speed 150 km/h, urban terrain | Wind | Wind speed at 10 m height (m/s) | 1.0951e-20
14 | W3.9 | Power tower | Design speed 150 km/h, urban terrain | Wind | Wind speed at 10 m height (m/s) | 9.8859e-19
15 | W3.9 | Power tower | Design speed 150 km/h, urban terrain | Wind | Wind speed at 10 m height (m/s) | 5.2659e-17
16 | W3.9 | Power tower | Design speed 150 km/h, urban terrain | Wind | Wind speed at 10 m height (m/s) | 1.7964e-15
17 | W3.9 | Power tower | Design speed 150 km/h, urban terrain | Wind | Wind speed at 10 m height (m/s) | 4.19e-14
18 | W3.9 | Power tower | Design speed 150 km/h, urban terrain | Wind | Wind speed at 10 m height (m/s) | 7.0454e-13
19 | W3.9 | Power tower | Design speed 150 km/h, urban terrain | Wind | Wind speed at 10 m height (m/s) | 8.919e-12
20 | W3.9 | Power tower | Design speed 150 km/h, urban terrain | Wind | Wind speed at 10 m height (m/s) | 8.8111e-11
21 | W3.9 | Power tower | Design speed 150 km/h, urban terrain | Wind | Wind speed at 10 m height (m/s) | 6.9998e-10
22 | W3.9 | Power tower | Design speed 150 km/h, urban terrain | Wind | Wind speed at 10 m height (m/s) | 4.5865e-09
23 | W3.9 | Power tower | Design speed 150 km/h, urban terrain | Wind | Wind speed at 10 m height (m/s) | 2.5326e-08
24 | W3.9 | Power tower | Design speed 150 km/h, urban terrain | Wind | Wind speed at 10 m height (m/s) | 1.2004e-07
25 | W3.9 | Power tower | Design speed 150 km/h, urban terrain | Wind | Wind speed at 10 m height (m/s) | 4.9623e-07
26 | W3.9 | Power tower | Design speed 150 km/h, urban terrain | Wind | Wind speed at 10 m height (m/s) | 1.8138e-06
27 | W3.9 | Power tower | Design speed 150 km/h, urban terrain | Wind | Wind speed at 10 m height (m/s) | 5.9325e-06
28 | W3.9 | Power tower | Design speed 150 km/h, urban terrain | Wind | Wind speed at 10 m height (m/s) | 1.7548e-05
29 | W3.9 | Power tower | Design speed 150 km/h, urban terrain | Wind | Wind speed at 10 m height (m/s) | 4.7374e-05
30 | W3.9 | Power tower | Design speed 150 km/h, urban terrain | Wind | Wind speed at 10 m height (m/s) | 0.0001177
31 | W3.9 | Power tower | Design speed 150 km/h, urban terrain | Wind | Wind speed at 10 m height (m/s) | 0.00027104
32 | W3.9 | Power tower | Design speed 150 km/h, urban terrain | Wind | Wind speed at 10 m height (m/s) | 0.00058234
33 | W3.9 | Power tower | Design speed 150 km/h, urban terrain | Wind | Wind speed at 10 m height (m/s) | 0.0011741
34 | W3.9 | Power tower | Design speed 150 km/h, urban terrain | Wind | Wind speed at 10 m height (m/s) | 0.0022329
35 | W3.9 | Power tower | Design speed 150 km/h, urban terrain | Wind | Wind speed at 10 m height (m/s) | 0.0040248
36 | W3.9 | Power tower | Design speed 150 km/h, urban terrain | Wind | Wind speed at 10 m height (m/s) | 0.0069049
37 | W3.9 | Power tower | Design speed 150 km/h, urban terrain | Wind | Wind speed at 10 m height (m/s) | 0.011318
38 | W3.9 | Power tower | Design speed 150 km/h, urban terrain | Wind | Wind speed at 10 m height (m/s) | 0.017789
39 | W3.9 | Power tower | Design speed 150 km/h, urban terrain | Wind | Wind speed at 10 m height (m/s) | 0.026893
40 | W3.9 | Power tower | Design speed 150 km/h, urban terrain | Wind | Wind speed at 10 m height (m/s) | 0.039223
41 | W3.9 | Power tower | Design speed 150 km/h, urban terrain | Wind | Wind speed at 10 m height (m/s) | 0.055339
42 | W3.9 | Power tower | Design speed 150 km/h, urban terrain | Wind | Wind speed at 10 m height (m/s) | 0.075714
43 | W3.9 | Power tower | Design speed 150 km/h, urban terrain | Wind | Wind speed at 10 m height (m/s) | 0.10069
44 | W3.9 | Power tower | Design speed 150 km/h, urban terrain | Wind | Wind speed at 10 m height (m/s) | 0.13043
45 | W3.9 | Power tower | Design speed 150 km/h, urban terrain | Wind | Wind speed at 10 m height (m/s) | 0.16489
46 | W3.9 | Power tower | Design speed 150 km/h, urban terrain | Wind | Wind speed at 10 m height (m/s) | 0.20383
47 | W3.9 | Power tower | Design speed 150 km/h, urban terrain | Wind | Wind speed at 10 m height (m/s) | 0.24678
48 | W3.9 | Power tower | Design speed 150 km/h, urban terrain | Wind | Wind speed at 10 m height (m/s) | 0.29312
49 | W3.9 | Power tower | Design speed 150 km/h, urban terrain | Wind | Wind speed at 10 m height (m/s) | 0.34207
50 | W3.9 | Power tower | Design speed 150 km/h, urban terrain | Wind | Wind speed at 10 m height (m/s) | 0.39275
51 | W3.9 | Power tower | Design speed 150 km/h, urban terrain | Wind | Wind speed at 10 m height (m/s) | 0.44428
52 | W3.9 | Power tower | Design speed 150 km/h, urban terrain | Wind | Wind speed at 10 m height (m/s) | 0.49574
53 | W3.9 | Power tower | Design speed 150 km/h, urban terrain | Wind | Wind speed at 10 m height (m/s) | 0.5463
54 | W3.9 | Power tower | Design speed 150 km/h, urban terrain | Wind | Wind speed at 10 m height (m/s) | 0.59519
55 | W3.9 | Power tower | Design speed 150 km/h, urban terrain | Wind | Wind speed at 10 m height (m/s) | 0.64179
56 | W3.9 | Power tower | Design speed 150 km/h, urban terrain | Wind | Wind speed at 10 m height (m/s) | 0.68559
57 | W3.9 | Power tower | Design speed 150 km/h, urban terrain | Wind | Wind speed at 10 m height (m/s) | 0.7262
58 | W3.9 | Power tower | Design speed 150 km/h, urban terrain | Wind | Wind speed at 10 m height (m/s) | 0.76341
59 | W3.9 | Power tower | Design speed 150 km/h, urban terrain | Wind | Wind speed at 10 m height (m/s) | 0.79709
60 | W3.9 | Power tower | Design speed 150 km/h, urban terrain | Wind | Wind speed at 10 m height (m/s) | 0.82724
61 | W3.9 | Power tower | Design speed 150 km/h, urban terrain | Wind | Wind speed at 10 m height (m/s) | 0.85395
62 | W3.9 | Power tower | Design speed 150 km/h, urban terrain | Wind | Wind speed at 10 m height (m/s) | 0.87737
63 | W3.9 | Power tower | Design speed 150 km/h, urban terrain | Wind | Wind speed at 10 m height (m/s) | 0.89771
64 | W3.9 | Power tower | Design speed 150 km/h, urban terrain | Wind | Wind speed at 10 m height (m/s) | 0.91522
65 | W3.9 | Power tower | Design speed 150 km/h, urban terrain | Wind | Wind speed at 10 m height (m/s) | 0.93016
66 | W3.9 | Power tower | Design speed 150 km/h, urban terrain | Wind | Wind speed at 10 m height (m/s) | 0.9428
67 | W3.9 | Power tower | Design speed 150 km/h, urban terrain | Wind | Wind speed at 10 m height (m/s) | 0.95342
68 | W3.9 | Power tower | Design speed 150 km/h, urban terrain | Wind | Wind speed at 10 m height (m/s) | 0.96228
69 | W3.9 | Power tower | Design speed 150 km/h, urban terrain | Wind | Wind speed at 10 m height (m/s) | 0.96961
70 | W3.9 | Power tower | Design speed 150 km/h, urban terrain | Wind | Wind speed at 10 m height (m/s) | 0.97564
71 | W3.9 | Power tower | Design speed 150 km/h, urban terrain | Wind | Wind speed at 10 m height (m/s) | 0.98057
72 | W3.9 | Power tower | Design speed 150 km/h, urban terrain | Wind | Wind speed at 10 m height (m/s) | 0.98457
73 | W3.9 | Power tower | Design speed 150 km/h, urban terrain | Wind | Wind speed at 10 m height (m/s) | 0.9878
74 | W3.9 | Power tower | Design speed 150 km/h, urban terrain | Wind | Wind speed at 10 m height (m/s) | 0.9904
75 | W3.9 | Power tower | Design speed 150 km/h, urban terrain | Wind | Wind speed at 10 m height (m/s) | 0.99247
76 | W3.9 | Power tower | Design speed 150 km/h, urban terrain | Wind | Wind speed at 10 m height (m/s) | 0.99412
77 | W3.9 | Power tower | Design speed 150 km/h, urban terrain | Wind | Wind speed at 10 m height (m/s) | 0.99543
78 | W3.9 | Power tower | Design speed 150 km/h, urban terrain | Wind | Wind speed at 10 m height (m/s) | 0.99645
79 | W3.9 | Power tower | Design speed 150 km/h, urban terrain | Wind | Wind speed at 10 m height (m/s) | 0.99726
80 | W3.9 | Power tower | Design speed 150 km/h, urban terrain | Wind | Wind speed at 10 m height (m/s) | 0.99789
81 | W3.9 | Power tower | Design speed 150 km/h, urban terrain | Wind | Wind speed at 10 m height (m/s) | 0.99838
82 | W3.9 | Power tower | Design speed 150 km/h, urban terrain | Wind | Wind speed at 10 m height (m/s) | 0.99876
83 | W3.9 | Power tower | Design speed 150 km/h, urban terrain | Wind | Wind speed at 10 m height (m/s) | 0.99905
84 | W3.9 | Power tower | Design speed 150 km/h, urban terrain | Wind | Wind speed at 10 m height (m/s) | 0.99928
85 | W3.9 | Power tower | Design speed 150 km/h, urban terrain | Wind | Wind speed at 10 m height (m/s) | 0.99945
86 | W3.9 | Power tower | Design speed 150 km/h, urban terrain | Wind | Wind speed at 10 m height (m/s) | 0.99959
87 | W3.9 | Power tower | Design speed 150 km/h, urban terrain | Wind | Wind speed at 10 m height (m/s) | 0.99969
88 | W3.9 | Power tower | Design speed 150 km/h, urban terrain | Wind | Wind speed at 10 m height (m/s) | 0.99976
89 | W3.9 | Power tower | Design speed 150 km/h, urban terrain | Wind | Wind speed at 10 m height (m/s) | 0.99982
90 | W3.9 | Power tower | Design speed 150 km/h, urban terrain | Wind | Wind speed at 10 m height (m/s) | 0.99987
91 | W3.9 | Power tower | Design speed 150 km/h, urban terrain | Wind | Wind speed at 10 m height (m/s) | 0.9999
92 | W3.9 | Power tower | Design speed 150 km/h, urban terrain | Wind | Wind speed at 10 m height (m/s) | 0.99993
93 | W3.9 | Power tower | Design speed 150 km/h, urban terrain | Wind | Wind speed at 10 m height (m/s) | 0.99994
94 | W3.9 | Power tower | Design speed 150 km/h, urban terrain | Wind | Wind speed at 10 m height (m/s) | 0.99996
95 | W3.9 | Power tower | Design speed 150 km/h, urban terrain | Wind | Wind speed at 10 m height (m/s) | 0.99997
96 | W3.9 | Power tower | Design speed 150 km/h, urban terrain | Wind | Wind speed at 10 m height (m/s) | 0.99998
97 | W3.9 | Power tower | Design speed 150 km/h, urban terrain | Wind | Wind speed at 10 m height (m/s) | 0.99998
98 | W3.9 | Power tower | Design speed 150 km/h, urban terrain | Wind | Wind speed at 10 m height (m/s) | 0.99999
99 | W3.9 | Power tower | Design speed 150 km/h, urban terrain | Wind | Wind speed at 10 m height (m/s) | 0.99999
100 | W3.9 | Power tower | Design speed 150 km/h, urban terrain | Wind | Wind speed at 10 m height (m/s) | 0.99999
0 | W3.10 | Power tower | Design speed 160 km/h, urban terrain | Wind | Wind speed at 10 m height (m/s) | 0
1 | W3.10 | Power tower | Design speed 160 km/h, urban terrain | Wind | Wind speed at 10 m height (m/s) | 2.5797e-158
2 | W3.10 | Power tower | Design speed 160 km/h, urban terrain | Wind | Wind speed at 10 m height (m/s) | 4.0339e-109
3 | W3.10 | Power tower | Design speed 160 km/h, urban terrain | Wind | Wind speed at 10 m height (m/s) | 1.2351e-84
4 | W3.10 | Power tower | Design speed 160 km/h, urban terrain | Wind | Wind speed at 10 m height (m/s) | 3.5095e-69
5 | W3.10 | Power tower | Design speed 160 km/h, urban terrain | Wind | Wind speed at 10 m height (m/s) | 2.7246e-58
6 | W3.10 | Power tower | Design speed 160 km/h, urban terrain | Wind | Wind speed at 10 m height (m/s) | 4.1915e-50
7 | W3.10 | Power tower | Design speed 160 km/h, urban terrain | Wind | Wind speed at 10 m height (m/s) | 1.1119e-43
8 | W3.10 | Power tower | Design speed 160 km/h, urban terrain | Wind | Wind speed at 10 m height (m/s) | 1.7445e-38
9 | W3.10 | Power tower | Design speed 160 km/h, urban terrain | Wind | Wind speed at 10 m height (m/s) | 3.4711e-34
10 | W3.10 | Power tower | Design speed 160 km/h, urban terrain | Wind | Wind speed at 10 m height (m/s) | 1.447e-30
11 | W3.10 | Power tower | Design speed 160 km/h, urban terrain | Wind | Wind speed at 10 m height (m/s) | 1.7862e-27
12 | W3.10 | Power tower | Design speed 160 km/h, urban terrain | Wind | Wind speed at 10 m height (m/s) | 8.3625e-25
13 | W3.10 | Power tower | Design speed 160 km/h, urban terrain | Wind | Wind speed at 10 m height (m/s) | 1.7824e-22
14 | W3.10 | Power tower | Design speed 160 km/h, urban terrain | Wind | Wind speed at 10 m height (m/s) | 1.9855e-20
15 | W3.10 | Power tower | Design speed 160 km/h, urban terrain | Wind | Wind speed at 10 m height (m/s) | 1.2859e-18
16 | W3.10 | Power tower | Design speed 160 km/h, urban terrain | Wind | Wind speed at 10 m height (m/s) | 5.2659e-17
17 | W3.10 | Power tower | Design speed 160 km/h, urban terrain | Wind | Wind speed at 10 m height (m/s) | 1.4578e-15
18 | W3.10 | Power tower | Design speed 160 km/h, urban terrain | Wind | Wind speed at 10 m height (m/s) | 2.8803e-14
19 | W3.10 | Power tower | Design speed 160 km/h, urban terrain | Wind | Wind speed at 10 m height (m/s) | 4.2462e-13
20 | W3.10 | Power tower | Design speed 160 km/h, urban terrain | Wind | Wind speed at 10 m height (m/s) | 4.8459e-12
21 | W3.10 | Power tower | Design speed 160 km/h, urban terrain | Wind | Wind speed at 10 m height (m/s) | 4.4148e-11
22 | W3.10 | Power tower | Design speed 160 km/h, urban terrain | Wind | Wind speed at 10 m height (m/s) | 3.2955e-10
23 | W3.10 | Power tower | Design speed 160 km/h, urban terrain | Wind | Wind speed at 10 m height (m/s) | 2.0605e-09
24 | W3.10 | Power tower | Design speed 160 km/h, urban terrain | Wind | Wind speed at 10 m height (m/s) | 1.0997e-08
25 | W3.10 | Power tower | Design speed 160 km/h, urban terrain | Wind | Wind speed at 10 m height (m/s) | 5.0927e-08
26 | W3.10 | Power tower | Design speed 160 km/h, urban terrain | Wind | Wind speed at 10 m height (m/s) | 2.0753e-07
27 | W3.10 | Power tower | Design speed 160 km/h, urban terrain | Wind | Wind speed at 10 m height (m/s) | 7.5348e-07
28 | W3.10 | Power tower | Design speed 160 km/h, urban terrain | Wind | Wind speed at 10 m height (m/s) | 2.4636e-06
29 | W3.10 | Power tower | Design speed 160 km/h, urban terrain | Wind | Wind speed at 10 m height (m/s) | 7.3239e-06
30 | W3.10 | Power tower | Design speed 160 km/h, urban terrain | Wind | Wind speed at 10 m height (m/s) | 1.9963e-05
31 | W3.10 | Power tower | Design speed 160 km/h, urban terrain | Wind | Wind speed at 10 m height (m/s) | 5.0265e-05
32 | W3.10 | Power tower | Design speed 160 km/h, urban terrain | Wind | Wind speed at 10 m height (m/s) | 0.0001177
33 | W3.10 | Power tower | Design speed 160 km/h, urban terrain | Wind | Wind speed at 10 m height (m/s) | 0.00025781
34 | W3.10 | Power tower | Design speed 160 km/h, urban terrain | Wind | Wind speed at 10 m height (m/s) | 0.00053115
35 | W3.10 | Power tower | Design speed 160 km/h, urban terrain | Wind | Wind speed at 10 m height (m/s) | 0.0010342
36 | W3.10 | Power tower | Design speed 160 km/h, urban terrain | Wind | Wind speed at 10 m height (m/s) | 0.0019114
37 | W3.10 | Power tower | Design speed 160 km/h, urban terrain | Wind | Wind speed at 10 m height (m/s) | 0.0033665
38 | W3.10 | Power tower | Design speed 160 km/h, urban terrain | Wind | Wind speed at 10 m height (m/s) | 0.005671
39 | W3.10 | Power tower | Design speed 160 km/h, urban terrain | Wind | Wind speed at 10 m height (m/s) | 0.0091668
40 | W3.10 | Power tower | Design speed 160 km/h, urban terrain | Wind | Wind speed at 10 m height (m/s) | 0.014261
41 | W3.10 | Power tower | Design speed 160 km/h, urban terrain | Wind | Wind speed at 10 m height (m/s) | 0.021413
42 | W3.10 | Power tower | Design speed 160 km/h, urban terrain | Wind | Wind speed at 10 m height (m/s) | 0.031108
43 | W3.10 | Power tower | Design speed 160 km/h, urban terrain | Wind | Wind speed at 10 m height (m/s) | 0.043828
44 | W3.10 | Power tower | Design speed 160 km/h, urban terrain | Wind | Wind speed at 10 m height (m/s) | 0.060018
45 | W3.10 | Power tower | Design speed 160 km/h, urban terrain | Wind | Wind speed at 10 m height (m/s) | 0.080039
46 | W3.10 | Power tower | Design speed 160 km/h, urban terrain | Wind | Wind speed at 10 m height (m/s) | 0.10415
47 | W3.10 | Power tower | Design speed 160 km/h, urban terrain | Wind | Wind speed at 10 m height (m/s) | 0.13245
48 | W3.10 | Power tower | Design speed 160 km/h, urban terrain | Wind | Wind speed at 10 m height (m/s) | 0.16489
49 | W3.10 | Power tower | Design speed 160 km/h, urban terrain | Wind | Wind speed at 10 m height (m/s) | 0.20127
50 | W3.10 | Power tower | Design speed 160 km/h, urban terrain | Wind | Wind speed at 10 m height (m/s) | 0.24121
51 | W3.10 | Power tower | Design speed 160 km/h, urban terrain | Wind | Wind speed at 10 m height (m/s) | 0.28421
52 | W3.10 | Power tower | Design speed 160 km/h, urban terrain | Wind | Wind speed at 10 m height (m/s) | 0.32963
53 | W3.10 | Power tower | Design speed 160 km/h, urban terrain | Wind | Wind speed at 10 m height (m/s) | 0.37678
54 | W3.10 | Power tower | Design speed 160 km/h, urban terrain | Wind | Wind speed at 10 m height (m/s) | 0.42492
55 | W3.10 | Power tower | Design speed 160 km/h, urban terrain | Wind | Wind speed at 10 m height (m/s) | 0.47329
56 | W3.10 | Power tower | Design speed 160 km/h, urban terrain | Wind | Wind speed at 10 m height (m/s) | 0.52118
57 | W3.10 | Power tower | Design speed 160 km/h, urban terrain | Wind | Wind speed at 10 m height (m/s) | 0.56793
58 | W3.10 | Power tower | Design speed 160 km/h, urban terrain | Wind | Wind speed at 10 m height (m/s) | 0.61297
59 | W3.10 | Power tower | Design speed 160 km/h, urban terrain | Wind | Wind speed at 10 m height (m/s) | 0.6558
60 | W3.10 | Power tower | Design speed 160 km/h, urban terrain | Wind | Wind speed at 10 m height (m/s) | 0.69605
61 | W3.10 | Power tower | Design speed 160 km/h, urban terrain | Wind | Wind speed at 10 m height (m/s) | 0.73345
62 | W3.10 | Power tower | Design speed 160 km/h, urban terrain | Wind | Wind speed at 10 m height (m/s) | 0.76782
63 | W3.10 | Power tower | Design speed 160 km/h, urban terrain | Wind | Wind speed at 10 m height (m/s) | 0.79908
64 | W3.10 | Power tower | Design speed 160 km/h, urban terrain | Wind | Wind speed at 10 m height (m/s) | 0.82724
65 | W3.10 | Power tower | Design speed 160 km/h, urban terrain | Wind | Wind speed at 10 m height (m/s) | 0.85238
66 | W3.10 | Power tower | Design speed 160 km/h, urban terrain | Wind | Wind speed at 10 m height (m/s) | 0.87461
67 | W3.10 | Power tower | Design speed 160 km/h, urban terrain | Wind | Wind speed at 10 m height (m/s) | 0.89412
68 | W3.10 | Power tower | Design speed 160 km/h, urban terrain | Wind | Wind speed at 10 m height (m/s) | 0.91109
69 | W3.10 | Power tower | Design speed 160 km/h, urban terrain | Wind | Wind speed at 10 m height (m/s) | 0.92575
70 | W3.10 | Power tower | Design speed 160 km/h, urban terrain | Wind | Wind speed at 10 m height (m/s) | 0.93831
71 | W3.10 | Power tower | Design speed 160 km/h, urban terrain | Wind | Wind speed at 10 m height (m/s) | 0.94901
72 | W3.10 | Power tower | Design speed 160 km/h, urban terrain | Wind | Wind speed at 10 m height (m/s) | 0.95806
73 | W3.10 | Power tower | Design speed 160 km/h, urban terrain | Wind | Wind speed at 10 m height (m/s) | 0.96566
74 | W3.10 | Power tower | Design speed 160 km/h, urban terrain | Wind | Wind speed at 10 m height (m/s) | 0.97201
75 | W3.10 | Power tower | Design speed 160 km/h, urban terrain | Wind | Wind speed at 10 m height (m/s) | 0.97729
76 | W3.10 | Power tower | Design speed 160 km/h, urban terrain | Wind | Wind speed at 10 m height (m/s) | 0.98165
77 | W3.10 | Power tower | Design speed 160 km/h, urban terrain | Wind | Wind speed at 10 m height (m/s) | 0.98523
78 | W3.10 | Power tower | Design speed 160 km/h, urban terrain | Wind | Wind speed at 10 m height (m/s) | 0.98816
79 | W3.10 | Power tower | Design speed 160 km/h, urban terrain | Wind | Wind speed at 10 m height (m/s) | 0.99054
80 | W3.10 | Power tower | Design speed 160 km/h, urban terrain | Wind | Wind speed at 10 m height (m/s) | 0.99247
81 | W3.10 | Power tower | Design speed 160 km/h, urban terrain | Wind | Wind speed at 10 m height (m/s) | 0.99403
82 | W3.10 | Power tower | Design speed 160 km/h, urban terrain | Wind | Wind speed at 10 m height (m/s) | 0.99528
83 | W3.10 | Power tower | Design speed 160 km/h, urban terrain | Wind | Wind speed at 10 m height (m/s) | 0.99628
84 | W3.10 | Power tower | Design speed 160 km/h, urban terrain | Wind | Wind speed at 10 m height (m/s) | 0.99708
85 | W3.10 | Power tower | Design speed 160 km/h, urban terrain | Wind | Wind speed at 10 m height (m/s) | 0.99771
86 | W3.10 | Power tower | Design speed 160 km/h, urban terrain | Wind | Wind speed at 10 m height (m/s) | 0.99821
87 | W3.10 | Power tower | Design speed 160 km/h, urban terrain | Wind | Wind speed at 10 m height (m/s) | 0.99861
88 | W3.10 | Power tower | Design speed 160 km/h, urban terrain | Wind | Wind speed at 10 m height (m/s) | 0.99892
89 | W3.10 | Power tower | Design speed 160 km/h, urban terrain | Wind | Wind speed at 10 m height (m/s) | 0.99916
90 | W3.10 | Power tower | Design speed 160 km/h, urban terrain | Wind | Wind speed at 10 m height (m/s) | 0.99935
91 | W3.10 | Power tower | Design speed 160 km/h, urban terrain | Wind | Wind speed at 10 m height (m/s) | 0.9995
92 | W3.10 | Power tower | Design speed 160 km/h, urban terrain | Wind | Wind speed at 10 m height (m/s) | 0.99961
93 | W3.10 | Power tower | Design speed 160 km/h, urban terrain | Wind | Wind speed at 10 m height (m/s) | 0.9997
94 | W3.10 | Power tower | Design speed 160 km/h, urban terrain | Wind | Wind speed at 10 m height (m/s) | 0.99977
95 | W3.10 | Power tower | Design speed 160 km/h, urban terrain | Wind | Wind speed at 10 m height (m/s) | 0.99983
96 | W3.10 | Power tower | Design speed 160 km/h, urban terrain | Wind | Wind speed at 10 m height (m/s) | 0.99987
97 | W3.10 | Power tower | Design speed 160 km/h, urban terrain | Wind | Wind speed at 10 m height (m/s) | 0.9999
98 | W3.10 | Power tower | Design speed 160 km/h, urban terrain | Wind | Wind speed at 10 m height (m/s) | 0.99992
99 | W3.10 | Power tower | Design speed 160 km/h, urban terrain | Wind | Wind speed at 10 m height (m/s) | 0.99994
100 | W3.10 | Power tower | Design speed 160 km/h, urban terrain | Wind | Wind speed at 10 m height (m/s) | 0.99996
0 | W3.11 | Power tower | Design speed 170 km/h, urban terrain | Wind | Wind speed at 10 m height (m/s) | 0
1 | W3.11 | Power tower | Design speed 170 km/h, urban terrain | Wind | Wind speed at 10 m height (m/s) | 4.6621e-163
2 | W3.11 | Power tower | Design speed 170 km/h, urban terrain | Wind | Wind speed at 10 m height (m/s) | 4.7043e-113
3 | W3.11 | Power tower | Design speed 170 km/h, urban terrain | Wind | Wind speed at 10 m height (m/s) | 4.2844e-88
4 | W3.11 | Power tower | Design speed 170 km/h, urban terrain | Wind | Wind speed at 10 m height (m/s) | 2.637e-72
5 | W3.11 | Power tower | Design speed 170 km/h, urban terrain | Wind | Wind speed at 10 m height (m/s) | 3.7273e-61
6 | W3.11 | Power tower | Design speed 170 km/h, urban terrain | Wind | Wind speed at 10 m height (m/s) | 9.3532e-53
7 | W3.11 | Power tower | Design speed 170 km/h, urban terrain | Wind | Wind speed at 10 m height (m/s) | 3.7515e-46
8 | W3.11 | Power tower | Design speed 170 km/h, urban terrain | Wind | Wind speed at 10 m height (m/s) | 8.4184e-41
9 | W3.11 | Power tower | Design speed 170 km/h, urban terrain | Wind | Wind speed at 10 m height (m/s) | 2.2964e-36
10 | W3.11 | Power tower | Design speed 170 km/h, urban terrain | Wind | Wind speed at 10 m height (m/s) | 1.2691e-32
11 | W3.11 | Power tower | Design speed 170 km/h, urban terrain | Wind | Wind speed at 10 m height (m/s) | 2.0214e-29
12 | W3.11 | Power tower | Design speed 170 km/h, urban terrain | Wind | Wind speed at 10 m height (m/s) | 1.1941e-26
13 | W3.11 | Power tower | Design speed 170 km/h, urban terrain | Wind | Wind speed at 10 m height (m/s) | 3.1515e-24
14 | W3.11 | Power tower | Design speed 170 km/h, urban terrain | Wind | Wind speed at 10 m height (m/s) | 4.2778e-22
15 | W3.11 | Power tower | Design speed 170 km/h, urban terrain | Wind | Wind speed at 10 m height (m/s) | 3.3297e-20
16 | W3.11 | Power tower | Design speed 170 km/h, urban terrain | Wind | Wind speed at 10 m height (m/s) | 1.619e-18
17 | W3.11 | Power tower | Design speed 170 km/h, urban terrain | Wind | Wind speed at 10 m height (m/s) | 5.2659e-17
18 | W3.11 | Power tower | Design speed 170 km/h, urban terrain | Wind | Wind speed at 10 m height (m/s) | 1.2109e-15
19 | W3.11 | Power tower | Design speed 170 km/h, urban terrain | Wind | Wind speed at 10 m height (m/s) | 2.0603e-14
20 | W3.11 | Power tower | Design speed 170 km/h, urban terrain | Wind | Wind speed at 10 m height (m/s) | 2.6933e-13
21 | W3.11 | Power tower | Design speed 170 km/h, urban terrain | Wind | Wind speed at 10 m height (m/s) | 2.7915e-12
22 | W3.11 | Power tower | Design speed 170 km/h, urban terrain | Wind | Wind speed at 10 m height (m/s) | 2.3559e-11
23 | W3.11 | Power tower | Design speed 170 km/h, urban terrain | Wind | Wind speed at 10 m height (m/s) | 1.656e-10
24 | W3.11 | Power tower | Design speed 170 km/h, urban terrain | Wind | Wind speed at 10 m height (m/s) | 9.8844e-10
25 | W3.11 | Power tower | Design speed 170 km/h, urban terrain | Wind | Wind speed at 10 m height (m/s) | 5.0946e-09
26 | W3.11 | Power tower | Design speed 170 km/h, urban terrain | Wind | Wind speed at 10 m height (m/s) | 2.3005e-08
27 | W3.11 | Power tower | Design speed 170 km/h, urban terrain | Wind | Wind speed at 10 m height (m/s) | 9.2169e-08
28 | W3.11 | Power tower | Design speed 170 km/h, urban terrain | Wind | Wind speed at 10 m height (m/s) | 3.3129e-07
29 | W3.11 | Power tower | Design speed 170 km/h, urban terrain | Wind | Wind speed at 10 m height (m/s) | 1.0788e-06
30 | W3.11 | Power tower | Design speed 170 km/h, urban terrain | Wind | Wind speed at 10 m height (m/s) | 3.2099e-06
31 | W3.11 | Power tower | Design speed 170 km/h, urban terrain | Wind | Wind speed at 10 m height (m/s) | 8.795e-06
32 | W3.11 | Power tower | Design speed 170 km/h, urban terrain | Wind | Wind speed at 10 m height (m/s) | 2.2343e-05
33 | W3.11 | Power tower | Design speed 170 km/h, urban terrain | Wind | Wind speed at 10 m height (m/s) | 5.2948e-05
34 | W3.11 | Power tower | Design speed 170 km/h, urban terrain | Wind | Wind speed at 10 m height (m/s) | 0.0001177
35 | W3.11 | Power tower | Design speed 170 km/h, urban terrain | Wind | Wind speed at 10 m height (m/s) | 0.00024662
36 | W3.11 | Power tower | Design speed 170 km/h, urban terrain | Wind | Wind speed at 10 m height (m/s) | 0.00048932
37 | W3.11 | Power tower | Design speed 170 km/h, urban terrain | Wind | Wind speed at 10 m height (m/s) | 0.00092305
38 | W3.11 | Power tower | Design speed 170 km/h, urban terrain | Wind | Wind speed at 10 m height (m/s) | 0.0016616
39 | W3.11 | Power tower | Design speed 170 km/h, urban terrain | Wind | Wind speed at 10 m height (m/s) | 0.0028638
40 | W3.11 | Power tower | Design speed 170 km/h, urban terrain | Wind | Wind speed at 10 m height (m/s) | 0.0047407
41 | W3.11 | Power tower | Design speed 170 km/h, urban terrain | Wind | Wind speed at 10 m height (m/s) | 0.0075583
42 | W3.11 | Power tower | Design speed 170 km/h, urban terrain | Wind | Wind speed at 10 m height (m/s) | 0.011636
43 | W3.11 | Power tower | Design speed 170 km/h, urban terrain | Wind | Wind speed at 10 m height (m/s) | 0.017341
44 | W3.11 | Power tower | Design speed 170 km/h, urban terrain | Wind | Wind speed at 10 m height (m/s) | 0.025069
45 | W3.11 | Power tower | Design speed 170 km/h, urban terrain | Wind | Wind speed at 10 m height (m/s) | 0.035228
46 | W3.11 | Power tower | Design speed 170 km/h, urban terrain | Wind | Wind speed at 10 m height (m/s) | 0.048212
47 | W3.11 | Power tower | Design speed 170 km/h, urban terrain | Wind | Wind speed at 10 m height (m/s) | 0.064372
48 | W3.11 | Power tower | Design speed 170 km/h, urban terrain | Wind | Wind speed at 10 m height (m/s) | 0.083991
49 | W3.11 | Power tower | Design speed 170 km/h, urban terrain | Wind | Wind speed at 10 m height (m/s) | 0.10726
50 | W3.11 | Power tower | Design speed 170 km/h, urban terrain | Wind | Wind speed at 10 m height (m/s) | 0.13424
51 | W3.11 | Power tower | Design speed 170 km/h, urban terrain | Wind | Wind speed at 10 m height (m/s) | 0.16489
52 | W3.11 | Power tower | Design speed 170 km/h, urban terrain | Wind | Wind speed at 10 m height (m/s) | 0.19903
53 | W3.11 | Power tower | Design speed 170 km/h, urban terrain | Wind | Wind speed at 10 m height (m/s) | 0.23635
54 | W3.11 | Power tower | Design speed 170 km/h, urban terrain | Wind | Wind speed at 10 m height (m/s) | 0.27643
55 | W3.11 | Power tower | Design speed 170 km/h, urban terrain | Wind | Wind speed at 10 m height (m/s) | 0.31876
56 | W3.11 | Power tower | Design speed 170 km/h, urban terrain | Wind | Wind speed at 10 m height (m/s) | 0.36278
57 | W3.11 | Power tower | Design speed 170 km/h, urban terrain | Wind | Wind speed at 10 m height (m/s) | 0.40786
58 | W3.11 | Power tower | Design speed 170 km/h, urban terrain | Wind | Wind speed at 10 m height (m/s) | 0.45339
59 | W3.11 | Power tower | Design speed 170 km/h, urban terrain | Wind | Wind speed at 10 m height (m/s) | 0.49875
60 | W3.11 | Power tower | Design speed 170 km/h, urban terrain | Wind | Wind speed at 10 m height (m/s) | 0.54336
61 | W3.11 | Power tower | Design speed 170 km/h, urban terrain | Wind | Wind speed at 10 m height (m/s) | 0.58672
62 | W3.11 | Power tower | Design speed 170 km/h, urban terrain | Wind | Wind speed at 10 m height (m/s) | 0.62836
63 | W3.11 | Power tower | Design speed 170 km/h, urban terrain | Wind | Wind speed at 10 m height (m/s) | 0.66792
64 | W3.11 | Power tower | Design speed 170 km/h, urban terrain | Wind | Wind speed at 10 m height (m/s) | 0.70511
65 | W3.11 | Power tower | Design speed 170 km/h, urban terrain | Wind | Wind speed at 10 m height (m/s) | 0.73973
66 | W3.11 | Power tower | Design speed 170 km/h, urban terrain | Wind | Wind speed at 10 m height (m/s) | 0.77166
67 | W3.11 | Power tower | Design speed 170 km/h, urban terrain | Wind | Wind speed at 10 m height (m/s) | 0.80082
68 | W3.11 | Power tower | Design speed 170 km/h, urban terrain | Wind | Wind speed at 10 m height (m/s) | 0.82724
69 | W3.11 | Power tower | Design speed 170 km/h, urban terrain | Wind | Wind speed at 10 m height (m/s) | 0.85098
70 | W3.11 | Power tower | Design speed 170 km/h, urban terrain | Wind | Wind speed at 10 m height (m/s) | 0.87214
71 | W3.11 | Power tower | Design speed 170 km/h, urban terrain | Wind | Wind speed at 10 m height (m/s) | 0.89087
72 | W3.11 | Power tower | Design speed 170 km/h, urban terrain | Wind | Wind speed at 10 m height (m/s) | 0.90731
73 | W3.11 | Power tower | Design speed 170 km/h, urban terrain | Wind | Wind speed at 10 m height (m/s) | 0.92166
74 | W3.11 | Power tower | Design speed 170 km/h, urban terrain | Wind | Wind speed at 10 m height (m/s) | 0.9341
75 | W3.11 | Power tower | Design speed 170 km/h, urban terrain | Wind | Wind speed at 10 m height (m/s) | 0.94482
76 | W3.11 | Power tower | Design speed 170 km/h, urban terrain | Wind | Wind speed at 10 m height (m/s) | 0.95399
77 | W3.11 | Power tower | Design speed 170 km/h, urban terrain | Wind | Wind speed at 10 m height (m/s) | 0.9618
78 | W3.11 | Power tower | Design speed 170 km/h, urban terrain | Wind | Wind speed at 10 m height (m/s) | 0.96842
79 | W3.11 | Power tower | Design speed 170 km/h, urban terrain | Wind | Wind speed at 10 m height (m/s) | 0.97399
80 | W3.11 | Power tower | Design speed 170 km/h, urban terrain | Wind | Wind speed at 10 m height (m/s) | 0.97866
81 | W3.11 | Power tower | Design speed 170 km/h, urban terrain | Wind | Wind speed at 10 m height (m/s) | 0.98255
82 | W3.11 | Power tower | Design speed 170 km/h, urban terrain | Wind | Wind speed at 10 m height (m/s) | 0.98579
83 | W3.11 | Power tower | Design speed 170 km/h, urban terrain | Wind | Wind speed at 10 m height (m/s) | 0.98846
84 | W3.11 | Power tower | Design speed 170 km/h, urban terrain | Wind | Wind speed at 10 m height (m/s) | 0.99067
85 | W3.11 | Power tower | Design speed 170 km/h, urban terrain | Wind | Wind speed at 10 m height (m/s) | 0.99247
86 | W3.11 | Power tower | Design speed 170 km/h, urban terrain | Wind | Wind speed at 10 m height (m/s) | 0.99395
87 | W3.11 | Power tower | Design speed 170 km/h, urban terrain | Wind | Wind speed at 10 m height (m/s) | 0.99515
88 | W3.11 | Power tower | Design speed 170 km/h, urban terrain | Wind | Wind speed at 10 m height (m/s) | 0.99612
89 | W3.11 | Power tower | Design speed 170 km/h, urban terrain | Wind | Wind speed at 10 m height (m/s) | 0.9969
90 | W3.11 | Power tower | Design speed 170 km/h, urban terrain | Wind | Wind speed at 10 m height (m/s) | 0.99754
91 | W3.11 | Power tower | Design speed 170 km/h, urban terrain | Wind | Wind speed at 10 m height (m/s) | 0.99805
92 | W3.11 | Power tower | Design speed 170 km/h, urban terrain | Wind | Wind speed at 10 m height (m/s) | 0.99845
93 | W3.11 | Power tower | Design speed 170 km/h, urban terrain | Wind | Wind speed at 10 m height (m/s) | 0.99878
94 | W3.11 | Power tower | Design speed 170 km/h, urban terrain | Wind | Wind speed at 10 m height (m/s) | 0.99904
95 | W3.11 | Power tower | Design speed 170 km/h, urban terrain | Wind | Wind speed at 10 m height (m/s) | 0.99924
96 | W3.11 | Power tower | Design speed 170 km/h, urban terrain | Wind | Wind speed at 10 m height (m/s) | 0.99941
97 | W3.11 | Power tower | Design speed 170 km/h, urban terrain | Wind | Wind speed at 10 m height (m/s) | 0.99954
98 | W3.11 | Power tower | Design speed 170 km/h, urban terrain | Wind | Wind speed at 10 m height (m/s) | 0.99964
99 | W3.11 | Power tower | Design speed 170 km/h, urban terrain | Wind | Wind speed at 10 m height (m/s) | 0.99972
100 | W3.11 | Power tower | Design speed 170 km/h, urban terrain | Wind | Wind speed at 10 m height (m/s) | 0.99978
0 | W3.12 | Power tower | Design speed 180 km/h, urban terrain | Wind | Wind speed at 10 m height (m/s) | 0
1 | W3.12 | Power tower | Design speed 180 km/h, urban terrain | Wind | Wind speed at 10 m height (m/s) | 1.3548e-167
2 | W3.12 | Power tower | Design speed 180 km/h, urban terrain | Wind | Wind speed at 10 m height (m/s) | 7.9306e-117
3 | W3.12 | Power tower | Design speed 180 km/h, urban terrain | Wind | Wind speed at 10 m height (m/s) | 2.0187e-91
4 | W3.12 | Power tower | Design speed 180 km/h, urban terrain | Wind | Wind speed at 10 m height (m/s) | 2.5752e-75
5 | W3.12 | Power tower | Design speed 180 km/h, urban terrain | Wind | Wind speed at 10 m height (m/s) | 6.4046e-64
6 | W3.12 | Power tower | Design speed 180 km/h, urban terrain | Wind | Wind speed at 10 m height (m/s) | 2.5494e-55
7 | W3.12 | Power tower | Design speed 180 km/h, urban terrain | Wind | Wind speed at 10 m height (m/s) | 1.5101e-48
8 | W3.12 | Power tower | Design speed 180 km/h, urban terrain | Wind | Wind speed at 10 m height (m/s) | 4.7493e-43
9 | W3.12 | Power tower | Design speed 180 km/h, urban terrain | Wind | Wind speed at 10 m height (m/s) | 1.7445e-38
10 | W3.12 | Power tower | Design speed 180 km/h, urban terrain | Wind | Wind speed at 10 m height (m/s) | 1.2579e-34
11 | W3.12 | Power tower | Design speed 180 km/h, urban terrain | Wind | Wind speed at 10 m height (m/s) | 2.548e-31
12 | W3.12 | Power tower | Design speed 180 km/h, urban terrain | Wind | Wind speed at 10 m height (m/s) | 1.8743e-28
13 | W3.12 | Power tower | Design speed 180 km/h, urban terrain | Wind | Wind speed at 10 m height (m/s) | 6.0515e-26
14 | W3.12 | Power tower | Design speed 180 km/h, urban terrain | Wind | Wind speed at 10 m height (m/s) | 9.8982e-24
15 | W3.12 | Power tower | Design speed 180 km/h, urban terrain | Wind | Wind speed at 10 m height (m/s) | 9.1638e-22
16 | W3.12 | Power tower | Design speed 180 km/h, urban terrain | Wind | Wind speed at 10 m height (m/s) | 5.2399e-20
17 | W3.12 | Power tower | Design speed 180 km/h, urban terrain | Wind | Wind speed at 10 m height (m/s) | 1.9843e-18
18 | W3.12 | Power tower | Design speed 180 km/h, urban terrain | Wind | Wind speed at 10 m height (m/s) | 5.2659e-17
19 | W3.12 | Power tower | Design speed 180 km/h, urban terrain | Wind | Wind speed at 10 m height (m/s) | 1.0258e-15
20 | W3.12 | Power tower | Design speed 180 km/h, urban terrain | Wind | Wind speed at 10 m height (m/s) | 1.5244e-14
21 | W3.12 | Power tower | Design speed 180 km/h, urban terrain | Wind | Wind speed at 10 m height (m/s) | 1.7847e-13
22 | W3.12 | Power tower | Design speed 180 km/h, urban terrain | Wind | Wind speed at 10 m height (m/s) | 1.6914e-12
23 | W3.12 | Power tower | Design speed 180 km/h, urban terrain | Wind | Wind speed at 10 m height (m/s) | 1.328e-11
24 | W3.12 | Power tower | Design speed 180 km/h, urban terrain | Wind | Wind speed at 10 m height (m/s) | 8.8111e-11
25 | W3.12 | Power tower | Design speed 180 km/h, urban terrain | Wind | Wind speed at 10 m height (m/s) | 5.0253e-10
26 | W3.12 | Power tower | Design speed 180 km/h, urban terrain | Wind | Wind speed at 10 m height (m/s) | 2.5006e-09
27 | W3.12 | Power tower | Design speed 180 km/h, urban terrain | Wind | Wind speed at 10 m height (m/s) | 1.0997e-08
28 | W3.12 | Power tower | Design speed 180 km/h, urban terrain | Wind | Wind speed at 10 m height (m/s) | 4.3235e-08
29 | W3.12 | Power tower | Design speed 180 km/h, urban terrain | Wind | Wind speed at 10 m height (m/s) | 1.5347e-07
30 | W3.12 | Power tower | Design speed 180 km/h, urban terrain | Wind | Wind speed at 10 m height (m/s) | 4.9623e-07
31 | W3.12 | Power tower | Design speed 180 km/h, urban terrain | Wind | Wind speed at 10 m height (m/s) | 1.4731e-06
32 | W3.12 | Power tower | Design speed 180 km/h, urban terrain | Wind | Wind speed at 10 m height (m/s) | 4.0434e-06
33 | W3.12 | Power tower | Design speed 180 km/h, urban terrain | Wind | Wind speed at 10 m height (m/s) | 1.0326e-05
34 | W3.12 | Power tower | Design speed 180 km/h, urban terrain | Wind | Wind speed at 10 m height (m/s) | 2.4673e-05
35 | W3.12 | Power tower | Design speed 180 km/h, urban terrain | Wind | Wind speed at 10 m height (m/s) | 5.5441e-05
36 | W3.12 | Power tower | Design speed 180 km/h, urban terrain | Wind | Wind speed at 10 m height (m/s) | 0.0001177
37 | W3.12 | Power tower | Design speed 180 km/h, urban terrain | Wind | Wind speed at 10 m height (m/s) | 0.00023704
38 | W3.12 | Power tower | Design speed 180 km/h, urban terrain | Wind | Wind speed at 10 m height (m/s) | 0.00045462
39 | W3.12 | Power tower | Design speed 180 km/h, urban terrain | Wind | Wind speed at 10 m height (m/s) | 0.00083318
40 | W3.12 | Power tower | Design speed 180 km/h, urban terrain | Wind | Wind speed at 10 m height (m/s) | 0.0014638
41 | W3.12 | Power tower | Design speed 180 km/h, urban terrain | Wind | Wind speed at 10 m height (m/s) | 0.0024722
42 | W3.12 | Power tower | Design speed 180 km/h, urban terrain | Wind | Wind speed at 10 m height (m/s) | 0.0040248
43 | W3.12 | Power tower | Design speed 180 km/h, urban terrain | Wind | Wind speed at 10 m height (m/s) | 0.0063315
44 | W3.12 | Power tower | Design speed 180 km/h, urban terrain | Wind | Wind speed at 10 m height (m/s) | 0.0096458
45 | W3.12 | Power tower | Design speed 180 km/h, urban terrain | Wind | Wind speed at 10 m height (m/s) | 0.014261
46 | W3.12 | Power tower | Design speed 180 km/h, urban terrain | Wind | Wind speed at 10 m height (m/s) | 0.020501
47 | W3.12 | Power tower | Design speed 180 km/h, urban terrain | Wind | Wind speed at 10 m height (m/s) | 0.028708
48 | W3.12 | Power tower | Design speed 180 km/h, urban terrain | Wind | Wind speed at 10 m height (m/s) | 0.039223
49 | W3.12 | Power tower | Design speed 180 km/h, urban terrain | Wind | Wind speed at 10 m height (m/s) | 0.052369
50 | W3.12 | Power tower | Design speed 180 km/h, urban terrain | Wind | Wind speed at 10 m height (m/s) | 0.068425
51 | W3.12 | Power tower | Design speed 180 km/h, urban terrain | Wind | Wind speed at 10 m height (m/s) | 0.087612
52 | W3.12 | Power tower | Design speed 180 km/h, urban terrain | Wind | Wind speed at 10 m height (m/s) | 0.11007
53 | W3.12 | Power tower | Design speed 180 km/h, urban terrain | Wind | Wind speed at 10 m height (m/s) | 0.13585
54 | W3.12 | Power tower | Design speed 180 km/h, urban terrain | Wind | Wind speed at 10 m height (m/s) | 0.16489
55 | W3.12 | Power tower | Design speed 180 km/h, urban terrain | Wind | Wind speed at 10 m height (m/s) | 0.19705
56 | W3.12 | Power tower | Design speed 180 km/h, urban terrain | Wind | Wind speed at 10 m height (m/s) | 0.23205
57 | W3.12 | Power tower | Design speed 180 km/h, urban terrain | Wind | Wind speed at 10 m height (m/s) | 0.26957
58 | W3.12 | Power tower | Design speed 180 km/h, urban terrain | Wind | Wind speed at 10 m height (m/s) | 0.30919
59 | W3.12 | Power tower | Design speed 180 km/h, urban terrain | Wind | Wind speed at 10 m height (m/s) | 0.35042
60 | W3.12 | Power tower | Design speed 180 km/h, urban terrain | Wind | Wind speed at 10 m height (m/s) | 0.39275
61 | W3.12 | Power tower | Design speed 180 km/h, urban terrain | Wind | Wind speed at 10 m height (m/s) | 0.43567
62 | W3.12 | Power tower | Design speed 180 km/h, urban terrain | Wind | Wind speed at 10 m height (m/s) | 0.47865
63 | W3.12 | Power tower | Design speed 180 km/h, urban terrain | Wind | Wind speed at 10 m height (m/s) | 0.52118
64 | W3.12 | Power tower | Design speed 180 km/h, urban terrain | Wind | Wind speed at 10 m height (m/s) | 0.56282
65 | W3.12 | Power tower | Design speed 180 km/h, urban terrain | Wind | Wind speed at 10 m height (m/s) | 0.60314
66 | W3.12 | Power tower | Design speed 180 km/h, urban terrain | Wind | Wind speed at 10 m height (m/s) | 0.64179
67 | W3.12 | Power tower | Design speed 180 km/h, urban terrain | Wind | Wind speed at 10 m height (m/s) | 0.6785
68 | W3.12 | Power tower | Design speed 180 km/h, urban terrain | Wind | Wind speed at 10 m height (m/s) | 0.71304
69 | W3.12 | Power tower | Design speed 180 km/h, urban terrain | Wind | Wind speed at 10 m height (m/s) | 0.74524
70 | W3.12 | Power tower | Design speed 180 km/h, urban terrain | Wind | Wind speed at 10 m height (m/s) | 0.77503
71 | W3.12 | Power tower | Design speed 180 km/h, urban terrain | Wind | Wind speed at 10 m height (m/s) | 0.80236
72 | W3.12 | Power tower | Design speed 180 km/h, urban terrain | Wind | Wind speed at 10 m height (m/s) | 0.82724
73 | W3.12 | Power tower | Design speed 180 km/h, urban terrain | Wind | Wind speed at 10 m height (m/s) | 0.84973
74 | W3.12 | Power tower | Design speed 180 km/h, urban terrain | Wind | Wind speed at 10 m height (m/s) | 0.86992
75 | W3.12 | Power tower | Design speed 180 km/h, urban terrain | Wind | Wind speed at 10 m height (m/s) | 0.88791
76 | W3.12 | Power tower | Design speed 180 km/h, urban terrain | Wind | Wind speed at 10 m height (m/s) | 0.90385
77 | W3.12 | Power tower | Design speed 180 km/h, urban terrain | Wind | Wind speed at 10 m height (m/s) | 0.91788
78 | W3.12 | Power tower | Design speed 180 km/h, urban terrain | Wind | Wind speed at 10 m height (m/s) | 0.93016
79 | W3.12 | Power tower | Design speed 180 km/h, urban terrain | Wind | Wind speed at 10 m height (m/s) | 0.94084
80 | W3.12 | Power tower | Design speed 180 km/h, urban terrain | Wind | Wind speed at 10 m height (m/s) | 0.95009
81 | W3.12 | Power tower | Design speed 180 km/h, urban terrain | Wind | Wind speed at 10 m height (m/s) | 0.95806
82 | W3.12 | Power tower | Design speed 180 km/h, urban terrain | Wind | Wind speed at 10 m height (m/s) | 0.96488
83 | W3.12 | Power tower | Design speed 180 km/h, urban terrain | Wind | Wind speed at 10 m height (m/s) | 0.9707
84 | W3.12 | Power tower | Design speed 180 km/h, urban terrain | Wind | Wind speed at 10 m height (m/s) | 0.97564
85 | W3.12 | Power tower | Design speed 180 km/h, urban terrain | Wind | Wind speed at 10 m height (m/s) | 0.97981
86 | W3.12 | Power tower | Design speed 180 km/h, urban terrain | Wind | Wind speed at 10 m height (m/s) | 0.98333
87 | W3.12 | Power tower | Design speed 180 km/h, urban terrain | Wind | Wind speed at 10 m height (m/s) | 0.98627
88 | W3.12 | Power tower | Design speed 180 km/h, urban terrain | Wind | Wind speed at 10 m height (m/s) | 0.98873
89 | W3.12 | Power tower | Design speed 180 km/h, urban terrain | Wind | Wind speed at 10 m height (m/s) | 0.99078
90 | W3.12 | Power tower | Design speed 180 km/h, urban terrain | Wind | Wind speed at 10 m height (m/s) | 0.99247
91 | W3.12 | Power tower | Design speed 180 km/h, urban terrain | Wind | Wind speed at 10 m height (m/s) | 0.99387
92 | W3.12 | Power tower | Design speed 180 km/h, urban terrain | Wind | Wind speed at 10 m height (m/s) | 0.99502
93 | W3.12 | Power tower | Design speed 180 km/h, urban terrain | Wind | Wind speed at 10 m height (m/s) | 0.99597
94 | W3.12 | Power tower | Design speed 180 km/h, urban terrain | Wind | Wind speed at 10 m height (m/s) | 0.99674
95 | W3.12 | Power tower | Design speed 180 km/h, urban terrain | Wind | Wind speed at 10 m height (m/s) | 0.99738
96 | W3.12 | Power tower | Design speed 180 km/h, urban terrain | Wind | Wind speed at 10 m height (m/s) | 0.99789
97 | W3.12 | Power tower | Design speed 180 km/h, urban terrain | Wind | Wind speed at 10 m height (m/s) | 0.99831
98 | W3.12 | Power tower | Design speed 180 km/h, urban terrain | Wind | Wind speed at 10 m height (m/s) | 0.99864
99 | W3.12 | Power tower | Design speed 180 km/h, urban terrain | Wind | Wind speed at 10 m height (m/s) | 0.99892
100 | W3.12 | Power tower | Design speed 180 km/h, urban terrain | Wind | Wind speed at 10 m height (m/s) | 0.99914
0 | W3.13 | Power tower | Design speed 190 km/h, urban terrain | Wind | Wind speed at 10 m height (m/s) | 0
1 | W3.13 | Power tower | Design speed 190 km/h, urban terrain | Wind | Wind speed at 10 m height (m/s) | 6.0612e-172
2 | W3.13 | Power tower | Design speed 190 km/h, urban terrain | Wind | Wind speed at 10 m height (m/s) | 1.8717e-120
3 | W3.13 | Power tower | Design speed 190 km/h, urban terrain | Wind | Wind speed at 10 m height (m/s) | 1.2597e-94
4 | W3.13 | Power tower | Design speed 190 km/h, urban terrain | Wind | Wind speed at 10 m height (m/s) | 3.2023e-78
5 | W3.13 | Power tower | Design speed 190 km/h, urban terrain | Wind | Wind speed at 10 m height (m/s) | 1.3592e-66
6 | W3.13 | Power tower | Design speed 190 km/h, urban terrain | Wind | Wind speed at 10 m height (m/s) | 8.3716e-58
7 | W3.13 | Power tower | Design speed 190 km/h, urban terrain | Wind | Wind speed at 10 m height (m/s) | 7.171e-51
8 | W3.13 | Power tower | Design speed 190 km/h, urban terrain | Wind | Wind speed at 10 m height (m/s) | 3.1038e-45
9 | W3.13 | Power tower | Design speed 190 km/h, urban terrain | Wind | Wind speed at 10 m height (m/s) | 1.5107e-40
10 | W3.13 | Power tower | Design speed 190 km/h, urban terrain | Wind | Wind speed at 10 m height (m/s) | 1.4011e-36
11 | W3.13 | Power tower | Design speed 190 km/h, urban terrain | Wind | Wind speed at 10 m height (m/s) | 3.5632e-33
12 | W3.13 | Power tower | Design speed 190 km/h, urban terrain | Wind | Wind speed at 10 m height (m/s) | 3.2257e-30
13 | W3.13 | Power tower | Design speed 190 km/h, urban terrain | Wind | Wind speed at 10 m height (m/s) | 1.2604e-27
14 | W3.13 | Power tower | Design speed 190 km/h, urban terrain | Wind | Wind speed at 10 m height (m/s) | 2.4596e-25
15 | W3.13 | Power tower | Design speed 190 km/h, urban terrain | Wind | Wind speed at 10 m height (m/s) | 2.6835e-23
16 | W3.13 | Power tower | Design speed 190 km/h, urban terrain | Wind | Wind speed at 10 m height (m/s) | 1.7889e-21
17 | W3.13 | Power tower | Design speed 190 km/h, urban terrain | Wind | Wind speed at 10 m height (m/s) | 7.8238e-20
18 | W3.13 | Power tower | Design speed 190 km/h, urban terrain | Wind | Wind speed at 10 m height (m/s) | 2.3779e-18
19 | W3.13 | Power tower | Design speed 190 km/h, urban terrain | Wind | Wind speed at 10 m height (m/s) | 5.2659e-17
20 | W3.13 | Power tower | Design speed 190 km/h, urban terrain | Wind | Wind speed at 10 m height (m/s) | 8.8361e-16
21 | W3.13 | Power tower | Design speed 190 km/h, urban terrain | Wind | Wind speed at 10 m height (m/s) | 1.161e-14
22 | W3.13 | Power tower | Design speed 190 km/h, urban terrain | Wind | Wind speed at 10 m height (m/s) | 1.2281e-13
23 | W3.13 | Power tower | Design speed 190 km/h, urban terrain | Wind | Wind speed at 10 m height (m/s) | 1.0709e-12
24 | W3.13 | Power tower | Design speed 190 km/h, urban terrain | Wind | Wind speed at 10 m height (m/s) | 7.8542e-12
25 | W3.13 | Power tower | Design speed 190 km/h, urban terrain | Wind | Wind speed at 10 m height (m/s) | 4.9309e-11
26 | W3.13 | Power tower | Design speed 190 km/h, urban terrain | Wind | Wind speed at 10 m height (m/s) | 2.6903e-10
27 | W3.13 | Power tower | Design speed 190 km/h, urban terrain | Wind | Wind speed at 10 m height (m/s) | 1.2926e-09
28 | W3.13 | Power tower | Design speed 190 km/h, urban terrain | Wind | Wind speed at 10 m height (m/s) | 5.5329e-09
29 | W3.13 | Power tower | Design speed 190 km/h, urban terrain | Wind | Wind speed at 10 m height (m/s) | 2.1316e-08
30 | W3.13 | Power tower | Design speed 190 km/h, urban terrain | Wind | Wind speed at 10 m height (m/s) | 7.4587e-08
31 | W3.13 | Power tower | Design speed 190 km/h, urban terrain | Wind | Wind speed at 10 m height (m/s) | 2.3895e-07
32 | W3.13 | Power tower | Design speed 190 km/h, urban terrain | Wind | Wind speed at 10 m height (m/s) | 7.0594e-07
33 | W3.13 | Power tower | Design speed 190 km/h, urban terrain | Wind | Wind speed at 10 m height (m/s) | 1.9357e-06
34 | W3.13 | Power tower | Design speed 190 km/h, urban terrain | Wind | Wind speed at 10 m height (m/s) | 4.9544e-06
35 | W3.13 | Power tower | Design speed 190 km/h, urban terrain | Wind | Wind speed at 10 m height (m/s) | 1.1899e-05
36 | W3.13 | Power tower | Design speed 190 km/h, urban terrain | Wind | Wind speed at 10 m height (m/s) | 2.6943e-05
37 | W3.13 | Power tower | Design speed 190 km/h, urban terrain | Wind | Wind speed at 10 m height (m/s) | 5.7761e-05
38 | W3.13 | Power tower | Design speed 190 km/h, urban terrain | Wind | Wind speed at 10 m height (m/s) | 0.0001177
39 | W3.13 | Power tower | Design speed 190 km/h, urban terrain | Wind | Wind speed at 10 m height (m/s) | 0.00022875
40 | W3.13 | Power tower | Design speed 190 km/h, urban terrain | Wind | Wind speed at 10 m height (m/s) | 0.00042543
41 | W3.13 | Power tower | Design speed 190 km/h, urban terrain | Wind | Wind speed at 10 m height (m/s) | 0.00075937
42 | W3.13 | Power tower | Design speed 190 km/h, urban terrain | Wind | Wind speed at 10 m height (m/s) | 0.0013044
43 | W3.13 | Power tower | Design speed 190 km/h, urban terrain | Wind | Wind speed at 10 m height (m/s) | 0.0021616
44 | W3.13 | Power tower | Design speed 190 km/h, urban terrain | Wind | Wind speed at 10 m height (m/s) | 0.0034639
45 | W3.13 | Power tower | Design speed 190 km/h, urban terrain | Wind | Wind speed at 10 m height (m/s) | 0.0053788
46 | W3.13 | Power tower | Design speed 190 km/h, urban terrain | Wind | Wind speed at 10 m height (m/s) | 0.0081095
47 | W3.13 | Power tower | Design speed 190 km/h, urban terrain | Wind | Wind speed at 10 m height (m/s) | 0.011893
48 | W3.13 | Power tower | Design speed 190 km/h, urban terrain | Wind | Wind speed at 10 m height (m/s) | 0.016994
49 | W3.13 | Power tower | Design speed 190 km/h, urban terrain | Wind | Wind speed at 10 m height (m/s) | 0.023697
50 | W3.13 | Power tower | Design speed 190 km/h, urban terrain | Wind | Wind speed at 10 m height (m/s) | 0.032296
51 | W3.13 | Power tower | Design speed 190 km/h, urban terrain | Wind | Wind speed at 10 m height (m/s) | 0.043076
52 | W3.13 | Power tower | Design speed 190 km/h, urban terrain | Wind | Wind speed at 10 m height (m/s) | 0.056302
53 | W3.13 | Power tower | Design speed 190 km/h, urban terrain | Wind | Wind speed at 10 m height (m/s) | 0.072198
54 | W3.13 | Power tower | Design speed 190 km/h, urban terrain | Wind | Wind speed at 10 m height (m/s) | 0.090938
55 | W3.13 | Power tower | Design speed 190 km/h, urban terrain | Wind | Wind speed at 10 m height (m/s) | 0.11263
56 | W3.13 | Power tower | Design speed 190 km/h, urban terrain | Wind | Wind speed at 10 m height (m/s) | 0.1373
57 | W3.13 | Power tower | Design speed 190 km/h, urban terrain | Wind | Wind speed at 10 m height (m/s) | 0.16489
58 | W3.13 | Power tower | Design speed 190 km/h, urban terrain | Wind | Wind speed at 10 m height (m/s) | 0.19528
59 | W3.13 | Power tower | Design speed 190 km/h, urban terrain | Wind | Wind speed at 10 m height (m/s) | 0.22824
60 | W3.13 | Power tower | Design speed 190 km/h, urban terrain | Wind | Wind speed at 10 m height (m/s) | 0.2635
61 | W3.13 | Power tower | Design speed 190 km/h, urban terrain | Wind | Wind speed at 10 m height (m/s) | 0.3007
62 | W3.13 | Power tower | Design speed 190 km/h, urban terrain | Wind | Wind speed at 10 m height (m/s) | 0.33944
63 | W3.13 | Power tower | Design speed 190 km/h, urban terrain | Wind | Wind speed at 10 m height (m/s) | 0.3793
64 | W3.13 | Power tower | Design speed 190 km/h, urban terrain | Wind | Wind speed at 10 m height (m/s) | 0.41983
65 | W3.13 | Power tower | Design speed 190 km/h, urban terrain | Wind | Wind speed at 10 m height (m/s) | 0.46058
66 | W3.13 | Power tower | Design speed 190 km/h, urban terrain | Wind | Wind speed at 10 m height (m/s) | 0.50112
67 | W3.13 | Power tower | Design speed 190 km/h, urban terrain | Wind | Wind speed at 10 m height (m/s) | 0.54104
68 | W3.13 | Power tower | Design speed 190 km/h, urban terrain | Wind | Wind speed at 10 m height (m/s) | 0.57997
69 | W3.13 | Power tower | Design speed 190 km/h, urban terrain | Wind | Wind speed at 10 m height (m/s) | 0.61759
70 | W3.13 | Power tower | Design speed 190 km/h, urban terrain | Wind | Wind speed at 10 m height (m/s) | 0.65361
71 | W3.13 | Power tower | Design speed 190 km/h, urban terrain | Wind | Wind speed at 10 m height (m/s) | 0.68781
72 | W3.13 | Power tower | Design speed 190 km/h, urban terrain | Wind | Wind speed at 10 m height (m/s) | 0.72001
73 | W3.13 | Power tower | Design speed 190 km/h, urban terrain | Wind | Wind speed at 10 m height (m/s) | 0.75011
74 | W3.13 | Power tower | Design speed 190 km/h, urban terrain | Wind | Wind speed at 10 m height (m/s) | 0.77803
75 | W3.13 | Power tower | Design speed 190 km/h, urban terrain | Wind | Wind speed at 10 m height (m/s) | 0.80373
76 | W3.13 | Power tower | Design speed 190 km/h, urban terrain | Wind | Wind speed at 10 m height (m/s) | 0.82724
77 | W3.13 | Power tower | Design speed 190 km/h, urban terrain | Wind | Wind speed at 10 m height (m/s) | 0.84861
78 | W3.13 | Power tower | Design speed 190 km/h, urban terrain | Wind | Wind speed at 10 m height (m/s) | 0.8679
79 | W3.13 | Power tower | Design speed 190 km/h, urban terrain | Wind | Wind speed at 10 m height (m/s) | 0.88521
80 | W3.13 | Power tower | Design speed 190 km/h, urban terrain | Wind | Wind speed at 10 m height (m/s) | 0.90065
81 | W3.13 | Power tower | Design speed 190 km/h, urban terrain | Wind | Wind speed at 10 m height (m/s) | 0.91436
82 | W3.13 | Power tower | Design speed 190 km/h, urban terrain | Wind | Wind speed at 10 m height (m/s) | 0.92646
83 | W3.13 | Power tower | Design speed 190 km/h, urban terrain | Wind | Wind speed at 10 m height (m/s) | 0.93708
84 | W3.13 | Power tower | Design speed 190 km/h, urban terrain | Wind | Wind speed at 10 m height (m/s) | 0.94636
85 | W3.13 | Power tower | Design speed 190 km/h, urban terrain | Wind | Wind speed at 10 m height (m/s) | 0.95443
86 | W3.13 | Power tower | Design speed 190 km/h, urban terrain | Wind | Wind speed at 10 m height (m/s) | 0.96142
87 | W3.13 | Power tower | Design speed 190 km/h, urban terrain | Wind | Wind speed at 10 m height (m/s) | 0.96744
88 | W3.13 | Power tower | Design speed 190 km/h, urban terrain | Wind | Wind speed at 10 m height (m/s) | 0.97261
89 | W3.13 | Power tower | Design speed 190 km/h, urban terrain | Wind | Wind speed at 10 m height (m/s) | 0.97703
90 | W3.13 | Power tower | Design speed 190 km/h, urban terrain | Wind | Wind speed at 10 m height (m/s) | 0.9808
91 | W3.13 | Power tower | Design speed 190 km/h, urban terrain | Wind | Wind speed at 10 m height (m/s) | 0.98399
92 | W3.13 | Power tower | Design speed 190 km/h, urban terrain | Wind | Wind speed at 10 m height (m/s) | 0.98669
93 | W3.13 | Power tower | Design speed 190 km/h, urban terrain | Wind | Wind speed at 10 m height (m/s) | 0.98896
94 | W3.13 | Power tower | Design speed 190 km/h, urban terrain | Wind | Wind speed at 10 m height (m/s) | 0.99087
95 | W3.13 | Power tower | Design speed 190 km/h, urban terrain | Wind | Wind speed at 10 m height (m/s) | 0.99247
96 | W3.13 | Power tower | Design speed 190 km/h, urban terrain | Wind | Wind speed at 10 m height (m/s) | 0.9938
97 | W3.13 | Power tower | Design speed 190 km/h, urban terrain | Wind | Wind speed at 10 m height (m/s) | 0.99491
98 | W3.13 | Power tower | Design speed 190 km/h, urban terrain | Wind | Wind speed at 10 m height (m/s) | 0.99583
99 | W3.13 | Power tower | Design speed 190 km/h, urban terrain | Wind | Wind speed at 10 m height (m/s) | 0.99659
100 | W3.13 | Power tower | Design speed 190 km/h, urban terrain | Wind | Wind speed at 10 m height (m/s) | 0.99722
0 | W3.14 | Power tower | Design speed 200 km/h, urban terrain | Wind | Wind speed at 10 m height (m/s) | 0
1 | W3.14 | Power tower | Design speed 200 km/h, urban terrain | Wind | Wind speed at 10 m height (m/s) | 4.0206e-176
2 | W3.14 | Power tower | Design speed 200 km/h, urban terrain | Wind | Wind speed at 10 m height (m/s) | 6.0146e-124
3 | W3.14 | Power tower | Design speed 200 km/h, urban terrain | Wind | Wind speed at 10 m height (m/s) | 1.0182e-97
4 | W3.14 | Power tower | Design speed 200 km/h, urban terrain | Wind | Wind speed at 10 m height (m/s) | 4.9791e-81
5 | W3.14 | Power tower | Design speed 200 km/h, urban terrain | Wind | Wind speed at 10 m height (m/s) | 3.5095e-69
6 | W3.14 | Power tower | Design speed 200 km/h, urban terrain | Wind | Wind speed at 10 m height (m/s) | 3.2707e-60
7 | W3.14 | Power tower | Design speed 200 km/h, urban terrain | Wind | Wind speed at 10 m height (m/s) | 3.9758e-53
8 | W3.14 | Power tower | Design speed 200 km/h, urban terrain | Wind | Wind speed at 10 m height (m/s) | 2.3299e-47
9 | W3.14 | Power tower | Design speed 200 km/h, urban terrain | Wind | Wind speed at 10 m height (m/s) | 1.4814e-42
10 | W3.14 | Power tower | Design speed 200 km/h, urban terrain | Wind | Wind speed at 10 m height (m/s) | 1.7445e-38
11 | W3.14 | Power tower | Design speed 200 km/h, urban terrain | Wind | Wind speed at 10 m height (m/s) | 5.5056e-35
12 | W3.14 | Power tower | Design speed 200 km/h, urban terrain | Wind | Wind speed at 10 m height (m/s) | 6.0695e-32
13 | W3.14 | Power tower | Design speed 200 km/h, urban terrain | Wind | Wind speed at 10 m height (m/s) | 2.8424e-29
14 | W3.14 | Power tower | Design speed 200 km/h, urban terrain | Wind | Wind speed at 10 m height (m/s) | 6.5586e-27
15 | W3.14 | Power tower | Design speed 200 km/h, urban terrain | Wind | Wind speed at 10 m height (m/s) | 8.3625e-25
16 | W3.14 | Power tower | Design speed 200 km/h, urban terrain | Wind | Wind speed at 10 m height (m/s) | 6.4492e-23
17 | W3.14 | Power tower | Design speed 200 km/h, urban terrain | Wind | Wind speed at 10 m height (m/s) | 3.2338e-21
18 | W3.14 | Power tower | Design speed 200 km/h, urban terrain | Wind | Wind speed at 10 m height (m/s) | 1.118e-19
19 | W3.14 | Power tower | Design speed 200 km/h, urban terrain | Wind | Wind speed at 10 m height (m/s) | 2.7962e-18
20 | W3.14 | Power tower | Design speed 200 km/h, urban terrain | Wind | Wind speed at 10 m height (m/s) | 5.2659e-17
21 | W3.14 | Power tower | Design speed 200 km/h, urban terrain | Wind | Wind speed at 10 m height (m/s) | 7.7206e-16
22 | W3.14 | Power tower | Design speed 200 km/h, urban terrain | Wind | Wind speed at 10 m height (m/s) | 9.0657e-15
23 | W3.14 | Power tower | Design speed 200 km/h, urban terrain | Wind | Wind speed at 10 m height (m/s) | 8.733e-14
24 | W3.14 | Power tower | Design speed 200 km/h, urban terrain | Wind | Wind speed at 10 m height (m/s) | 7.0454e-13
25 | W3.14 | Power tower | Design speed 200 km/h, urban terrain | Wind | Wind speed at 10 m height (m/s) | 4.8459e-12
26 | W3.14 | Power tower | Design speed 200 km/h, urban terrain | Wind | Wind speed at 10 m height (m/s) | 2.8858e-11
27 | W3.14 | Power tower | Design speed 200 km/h, urban terrain | Wind | Wind speed at 10 m height (m/s) | 1.5082e-10
28 | W3.14 | Power tower | Design speed 200 km/h, urban terrain | Wind | Wind speed at 10 m height (m/s) | 6.9998e-10
29 | W3.14 | Power tower | Design speed 200 km/h, urban terrain | Wind | Wind speed at 10 m height (m/s) | 2.9154e-09
30 | W3.14 | Power tower | Design speed 200 km/h, urban terrain | Wind | Wind speed at 10 m height (m/s) | 1.0997e-08
31 | W3.14 | Power tower | Design speed 200 km/h, urban terrain | Wind | Wind speed at 10 m height (m/s) | 3.7883e-08
32 | W3.14 | Power tower | Design speed 200 km/h, urban terrain | Wind | Wind speed at 10 m height (m/s) | 1.2004e-07
33 | W3.14 | Power tower | Design speed 200 km/h, urban terrain | Wind | Wind speed at 10 m height (m/s) | 3.5223e-07
34 | W3.14 | Power tower | Design speed 200 km/h, urban terrain | Wind | Wind speed at 10 m height (m/s) | 9.6265e-07
35 | W3.14 | Power tower | Design speed 200 km/h, urban terrain | Wind | Wind speed at 10 m height (m/s) | 2.4636e-06
36 | W3.14 | Power tower | Design speed 200 km/h, urban terrain | Wind | Wind speed at 10 m height (m/s) | 5.9325e-06
37 | W3.14 | Power tower | Design speed 200 km/h, urban terrain | Wind | Wind speed at 10 m height (m/s) | 1.35e-05
38 | W3.14 | Power tower | Design speed 200 km/h, urban terrain | Wind | Wind speed at 10 m height (m/s) | 2.9148e-05
39 | W3.14 | Power tower | Design speed 200 km/h, urban terrain | Wind | Wind speed at 10 m height (m/s) | 5.9924e-05
40 | W3.14 | Power tower | Design speed 200 km/h, urban terrain | Wind | Wind speed at 10 m height (m/s) | 0.0001177
41 | W3.14 | Power tower | Design speed 200 km/h, urban terrain | Wind | Wind speed at 10 m height (m/s) | 0.00022151
42 | W3.14 | Power tower | Design speed 200 km/h, urban terrain | Wind | Wind speed at 10 m height (m/s) | 0.0004006
43 | W3.14 | Power tower | Design speed 200 km/h, urban terrain | Wind | Wind speed at 10 m height (m/s) | 0.00069791
44 | W3.14 | Power tower | Design speed 200 km/h, urban terrain | Wind | Wind speed at 10 m height (m/s) | 0.0011741
45 | W3.14 | Power tower | Design speed 200 km/h, urban terrain | Wind | Wind speed at 10 m height (m/s) | 0.0019114
46 | W3.14 | Power tower | Design speed 200 km/h, urban terrain | Wind | Wind speed at 10 m height (m/s) | 0.0030172
47 | W3.14 | Power tower | Design speed 200 km/h, urban terrain | Wind | Wind speed at 10 m height (m/s) | 0.0046269
48 | W3.14 | Power tower | Design speed 200 km/h, urban terrain | Wind | Wind speed at 10 m height (m/s) | 0.0069049
49 | W3.14 | Power tower | Design speed 200 km/h, urban terrain | Wind | Wind speed at 10 m height (m/s) | 0.010044
50 | W3.14 | Power tower | Design speed 200 km/h, urban terrain | Wind | Wind speed at 10 m height (m/s) | 0.014261
51 | W3.14 | Power tower | Design speed 200 km/h, urban terrain | Wind | Wind speed at 10 m height (m/s) | 0.019795
52 | W3.14 | Power tower | Design speed 200 km/h, urban terrain | Wind | Wind speed at 10 m height (m/s) | 0.026893
53 | W3.14 | Power tower | Design speed 200 km/h, urban terrain | Wind | Wind speed at 10 m height (m/s) | 0.035807
54 | W3.14 | Power tower | Design speed 200 km/h, urban terrain | Wind | Wind speed at 10 m height (m/s) | 0.046776
55 | W3.14 | Power tower | Design speed 200 km/h, urban terrain | Wind | Wind speed at 10 m height (m/s) | 0.060018
56 | W3.14 | Power tower | Design speed 200 km/h, urban terrain | Wind | Wind speed at 10 m height (m/s) | 0.075714
57 | W3.14 | Power tower | Design speed 200 km/h, urban terrain | Wind | Wind speed at 10 m height (m/s) | 0.094002
58 | W3.14 | Power tower | Design speed 200 km/h, urban terrain | Wind | Wind speed at 10 m height (m/s) | 0.11496
59 | W3.14 | Power tower | Design speed 200 km/h, urban terrain | Wind | Wind speed at 10 m height (m/s) | 0.13861
60 | W3.14 | Power tower | Design speed 200 km/h, urban terrain | Wind | Wind speed at 10 m height (m/s) | 0.16489
61 | W3.14 | Power tower | Design speed 200 km/h, urban terrain | Wind | Wind speed at 10 m height (m/s) | 0.1937
62 | W3.14 | Power tower | Design speed 200 km/h, urban terrain | Wind | Wind speed at 10 m height (m/s) | 0.22484
63 | W3.14 | Power tower | Design speed 200 km/h, urban terrain | Wind | Wind speed at 10 m height (m/s) | 0.25808
64 | W3.14 | Power tower | Design speed 200 km/h, urban terrain | Wind | Wind speed at 10 m height (m/s) | 0.29312
65 | W3.14 | Power tower | Design speed 200 km/h, urban terrain | Wind | Wind speed at 10 m height (m/s) | 0.32963
66 | W3.14 | Power tower | Design speed 200 km/h, urban terrain | Wind | Wind speed at 10 m height (m/s) | 0.36725
67 | W3.14 | Power tower | Design speed 200 km/h, urban terrain | Wind | Wind speed at 10 m height (m/s) | 0.40559
68 | W3.14 | Power tower | Design speed 200 km/h, urban terrain | Wind | Wind speed at 10 m height (m/s) | 0.44428
69 | W3.14 | Power tower | Design speed 200 km/h, urban terrain | Wind | Wind speed at 10 m height (m/s) | 0.48293
70 | W3.14 | Power tower | Design speed 200 km/h, urban terrain | Wind | Wind speed at 10 m height (m/s) | 0.52118
71 | W3.14 | Power tower | Design speed 200 km/h, urban terrain | Wind | Wind speed at 10 m height (m/s) | 0.5587
72 | W3.14 | Power tower | Design speed 200 km/h, urban terrain | Wind | Wind speed at 10 m height (m/s) | 0.59519
73 | W3.14 | Power tower | Design speed 200 km/h, urban terrain | Wind | Wind speed at 10 m height (m/s) | 0.63039
74 | W3.14 | Power tower | Design speed 200 km/h, urban terrain | Wind | Wind speed at 10 m height (m/s) | 0.66407
75 | W3.14 | Power tower | Design speed 200 km/h, urban terrain | Wind | Wind speed at 10 m height (m/s) | 0.69605
76 | W3.14 | Power tower | Design speed 200 km/h, urban terrain | Wind | Wind speed at 10 m height (m/s) | 0.7262
77 | W3.14 | Power tower | Design speed 200 km/h, urban terrain | Wind | Wind speed at 10 m height (m/s) | 0.75444
78 | W3.14 | Power tower | Design speed 200 km/h, urban terrain | Wind | Wind speed at 10 m height (m/s) | 0.7807
79 | W3.14 | Power tower | Design speed 200 km/h, urban terrain | Wind | Wind speed at 10 m height (m/s) | 0.80496
80 | W3.14 | Power tower | Design speed 200 km/h, urban terrain | Wind | Wind speed at 10 m height (m/s) | 0.82724
81 | W3.14 | Power tower | Design speed 200 km/h, urban terrain | Wind | Wind speed at 10 m height (m/s) | 0.84759
82 | W3.14 | Power tower | Design speed 200 km/h, urban terrain | Wind | Wind speed at 10 m height (m/s) | 0.86606
83 | W3.14 | Power tower | Design speed 200 km/h, urban terrain | Wind | Wind speed at 10 m height (m/s) | 0.88273
84 | W3.14 | Power tower | Design speed 200 km/h, urban terrain | Wind | Wind speed at 10 m height (m/s) | 0.89771
85 | W3.14 | Power tower | Design speed 200 km/h, urban terrain | Wind | Wind speed at 10 m height (m/s) | 0.91109
86 | W3.14 | Power tower | Design speed 200 km/h, urban terrain | Wind | Wind speed at 10 m height (m/s) | 0.92299
87 | W3.14 | Power tower | Design speed 200 km/h, urban terrain | Wind | Wind speed at 10 m height (m/s) | 0.93352
88 | W3.14 | Power tower | Design speed 200 km/h, urban terrain | Wind | Wind speed at 10 m height (m/s) | 0.9428
89 | W3.14 | Power tower | Design speed 200 km/h, urban terrain | Wind | Wind speed at 10 m height (m/s) | 0.95094
90 | W3.14 | Power tower | Design speed 200 km/h, urban terrain | Wind | Wind speed at 10 m height (m/s) | 0.95806
91 | W3.14 | Power tower | Design speed 200 km/h, urban terrain | Wind | Wind speed at 10 m height (m/s) | 0.96424
92 | W3.14 | Power tower | Design speed 200 km/h, urban terrain | Wind | Wind speed at 10 m height (m/s) | 0.96961
93 | W3.14 | Power tower | Design speed 200 km/h, urban terrain | Wind | Wind speed at 10 m height (m/s) | 0.97424
94 | W3.14 | Power tower | Design speed 200 km/h, urban terrain | Wind | Wind speed at 10 m height (m/s) | 0.97823
95 | W3.14 | Power tower | Design speed 200 km/h, urban terrain | Wind | Wind speed at 10 m height (m/s) | 0.98165
96 | W3.14 | Power tower | Design speed 200 km/h, urban terrain | Wind | Wind speed at 10 m height (m/s) | 0.98457
97 | W3.14 | Power tower | Design speed 200 km/h, urban terrain | Wind | Wind speed at 10 m height (m/s) | 0.98706
98 | W3.14 | Power tower | Design speed 200 km/h, urban terrain | Wind | Wind speed at 10 m height (m/s) | 0.98917
99 | W3.14 | Power tower | Design speed 200 km/h, urban terrain | Wind | Wind speed at 10 m height (m/s) | 0.99096
100 | W3.14 | Power tower | Design speed 200 km/h, urban terrain | Wind | Wind speed at 10 m height (m/s) | 0.99247
0 | W7.2 | Roads | N/A | Wind | Wind speed at 10 m height (m/s) | 0
1 | W7.2 | Roads | N/A | Wind | Wind speed at 10 m height (m/s) | 0
2 | W7.2 | Roads | N/A | Wind | Wind speed at 10 m height (m/s) | 0
3 | W7.2 | Roads | N/A | Wind | Wind speed at 10 m height (m/s) | 0
4 | W7.2 | Roads | N/A | Wind | Wind speed at 10 m height (m/s) | 0
5 | W7.2 | Roads | N/A | Wind | Wind speed at 10 m height (m/s) | 0
6 | W7.2 | Roads | N/A | Wind | Wind speed at 10 m height (m/s) | 0
7 | W7.2 | Roads | N/A | Wind | Wind speed at 10 m height (m/s) | 0
8 | W7.2 | Roads | N/A | Wind | Wind speed at 10 m height (m/s) | 0
9 | W7.2 | Roads | N/A | Wind | Wind speed at 10 m height (m/s) | 0
10 | W7.2 | Roads | N/A | Wind | Wind speed at 10 m height (m/s) | 0
11 | W7.2 | Roads | N/A | Wind | Wind speed at 10 m height (m/s) | 0
12 | W7.2 | Roads | N/A | Wind | Wind speed at 10 m height (m/s) | 0
13 | W7.2 | Roads | N/A | Wind | Wind speed at 10 m height (m/s) | 0
14 | W7.2 | Roads | N/A | Wind | Wind speed at 10 m height (m/s) | 0
15 | W7.2 | Roads | N/A | Wind | Wind speed at 10 m height (m/s) | 0
16 | W7.2 | Roads | N/A | Wind | Wind speed at 10 m height (m/s) | 0
17 | W7.2 | Roads | N/A | Wind | Wind speed at 10 m height (m/s) | 0
18 | W7.2 | Roads | N/A | Wind | Wind speed at 10 m height (m/s) | 0
19 | W7.2 | Roads | N/A | Wind | Wind speed at 10 m height (m/s) | 0
20 | W7.2 | Roads | N/A | Wind | Wind speed at 10 m height (m/s) | 0
21 | W7.2 | Roads | N/A | Wind | Wind speed at 10 m height (m/s) | 0
22 | W7.2 | Roads | N/A | Wind | Wind speed at 10 m height (m/s) | 0
23 | W7.2 | Roads | N/A | Wind | Wind speed at 10 m height (m/s) | 0
24 | W7.2 | Roads | N/A | Wind | Wind speed at 10 m height (m/s) | 0
25 | W7.2 | Roads | N/A | Wind | Wind speed at 10 m height (m/s) | 0
26 | W7.2 | Roads | N/A | Wind | Wind speed at 10 m height (m/s) | 0
27 | W7.2 | Roads | N/A | Wind | Wind speed at 10 m height (m/s) | 0
28 | W7.2 | Roads | N/A | Wind | Wind speed at 10 m height (m/s) | 0
29 | W7.2 | Roads | N/A | Wind | Wind speed at 10 m height (m/s) | 0
30 | W7.2 | Roads | N/A | Wind | Wind speed at 10 m height (m/s) | 0
31 | W7.2 | Roads | N/A | Wind | Wind speed at 10 m height (m/s) | 0
32 | W7.2 | Roads | N/A | Wind | Wind speed at 10 m height (m/s) | 0
33 | W7.2 | Roads | N/A | Wind | Wind speed at 10 m height (m/s) | 0
34 | W7.2 | Roads | N/A | Wind | Wind speed at 10 m height (m/s) | 0
35 | W7.2 | Roads | N/A | Wind | Wind speed at 10 m height (m/s) | 0
36 | W7.2 | Roads | N/A | Wind | Wind speed at 10 m height (m/s) | 0
37 | W7.2 | Roads | N/A | Wind | Wind speed at 10 m height (m/s) | 0
38 | W7.2 | Roads | N/A | Wind | Wind speed at 10 m height (m/s) | 0
39 | W7.2 | Roads | N/A | Wind | Wind speed at 10 m height (m/s) | 0
40 | W7.2 | Roads | N/A | Wind | Wind speed at 10 m height (m/s) | 0
41 | W7.2 | Roads | N/A | Wind | Wind speed at 10 m height (m/s) | 0
42 | W7.2 | Roads | N/A | Wind | Wind speed at 10 m height (m/s) | 0
43 | W7.2 | Roads | N/A | Wind | Wind speed at 10 m height (m/s) | 0
44 | W7.2 | Roads | N/A | Wind | Wind speed at 10 m height (m/s) | 0
45 | W7.2 | Roads | N/A | Wind | Wind speed at 10 m height (m/s) | 0
46 | W7.2 | Roads | N/A | Wind | Wind speed at 10 m height (m/s) | 0
47 | W7.2 | Roads | N/A | Wind | Wind speed at 10 m height (m/s) | 0
48 | W7.2 | Roads | N/A | Wind | Wind speed at 10 m height (m/s) | 0
49 | W7.2 | Roads | N/A | Wind | Wind speed at 10 m height (m/s) | 0
50 | W7.2 | Roads | N/A | Wind | Wind speed at 10 m height (m/s) | 0
51 | W7.2 | Roads | N/A | Wind | Wind speed at 10 m height (m/s) | 0
52 | W7.2 | Roads | N/A | Wind | Wind speed at 10 m height (m/s) | 0
53 | W7.2 | Roads | N/A | Wind | Wind speed at 10 m height (m/s) | 0
54 | W7.2 | Roads | N/A | Wind | Wind speed at 10 m height (m/s) | 0
55 | W7.2 | Roads | N/A | Wind | Wind speed at 10 m height (m/s) | 0
56 | W7.2 | Roads | N/A | Wind | Wind speed at 10 m height (m/s) | 0
57 | W7.2 | Roads | N/A | Wind | Wind speed at 10 m height (m/s) | 0
58 | W7.2 | Roads | N/A | Wind | Wind speed at 10 m height (m/s) | 0
59 | W7.2 | Roads | N/A | Wind | Wind speed at 10 m height (m/s) | 0
60 | W7.2 | Roads | N/A | Wind | Wind speed at 10 m height (m/s) | 0
61 | W7.2 | Roads | N/A | Wind | Wind speed at 10 m height (m/s) | 0
62 | W7.2 | Roads | N/A | Wind | Wind speed at 10 m height (m/s) | 0
63 | W7.2 | Roads | N/A | Wind | Wind speed at 10 m height (m/s) | 0
64 | W7.2 | Roads | N/A | Wind | Wind speed at 10 m height (m/s) | 0
65 | W7.2 | Roads | N/A | Wind | Wind speed at 10 m height (m/s) | 0
66 | W7.2 | Roads | N/A | Wind | Wind speed at 10 m height (m/s) | 0
67 | W7.2 | Roads | N/A | Wind | Wind speed at 10 m height (m/s) | 0
68 | W7.2 | Roads | N/A | Wind | Wind speed at 10 m height (m/s) | 0
69 | W7.2 | Roads | N/A | Wind | Wind speed at 10 m height (m/s) | 0
70 | W7.2 | Roads | N/A | Wind | Wind speed at 10 m height (m/s) | 0
71 | W7.2 | Roads | N/A | Wind | Wind speed at 10 m height (m/s) | 0
72 | W7.2 | Roads | N/A | Wind | Wind speed at 10 m height (m/s) | 0
73 | W7.2 | Roads | N/A | Wind | Wind speed at 10 m height (m/s) | 0
74 | W7.2 | Roads | N/A | Wind | Wind speed at 10 m height (m/s) | 0
75 | W7.2 | Roads | N/A | Wind | Wind speed at 10 m height (m/s) | 0
76 | W7.2 | Roads | N/A | Wind | Wind speed at 10 m height (m/s) | 0
77 | W7.2 | Roads | N/A | Wind | Wind speed at 10 m height (m/s) | 0
78 | W7.2 | Roads | N/A | Wind | Wind speed at 10 m height (m/s) | 0
79 | W7.2 | Roads | N/A | Wind | Wind speed at 10 m height (m/s) | 0
80 | W7.2 | Roads | N/A | Wind | Wind speed at 10 m height (m/s) | 0
81 | W7.2 | Roads | N/A | Wind | Wind speed at 10 m height (m/s) | 0
82 | W7.2 | Roads | N/A | Wind | Wind speed at 10 m height (m/s) | 0
83 | W7.2 | Roads | N/A | Wind | Wind speed at 10 m height (m/s) | 0
84 | W7.2 | Roads | N/A | Wind | Wind speed at 10 m height (m/s) | 0
85 | W7.2 | Roads | N/A | Wind | Wind speed at 10 m height (m/s) | 0
86 | W7.2 | Roads | N/A | Wind | Wind speed at 10 m height (m/s) | 0
87 | W7.2 | Roads | N/A | Wind | Wind speed at 10 m height (m/s) | 0
88 | W7.2 | Roads | N/A | Wind | Wind speed at 10 m height (m/s) | 0
89 | W7.2 | Roads | N/A | Wind | Wind speed at 10 m height (m/s) | 0
90 | W7.2 | Roads | N/A | Wind | Wind speed at 10 m height (m/s) | 0
91 | W7.2 | Roads | N/A | Wind | Wind speed at 10 m height (m/s) | 0
92 | W7.2 | Roads | N/A | Wind | Wind speed at 10 m height (m/s) | 0
93 | W7.2 | Roads | N/A | Wind | Wind speed at 10 m height (m/s) | 0
94 | W7.2 | Roads | N/A | Wind | Wind speed at 10 m height (m/s) | 0
95 | W7.2 | Roads | N/A | Wind | Wind speed at 10 m height (m/s) | 0
96 | W7.2 | Roads | N/A | Wind | Wind speed at 10 m height (m/s) | 0
97 | W7.2 | Roads | N/A | Wind | Wind speed at 10 m height (m/s) | 0
98 | W7.2 | Roads | N/A | Wind | Wind speed at 10 m height (m/s) | 0
99 | W7.2 | Roads | N/A | Wind | Wind speed at 10 m height (m/s) | 0
100 | W7.2 | Roads | N/A | Wind | Wind speed at 10 m height (m/s) | 0
0 | L1.1 | Power plant | N/A | Landslide | Peak Ground Deformation (cm) | 0
1 | L1.1 | Power plant | N/A | Landslide | Peak Ground Deformation (cm) | 4.9164e-11
2 | L1.1 | Power plant | N/A | Landslide | Peak Ground Deformation (cm) | 1.8556e-07
3 | L1.1 | Power plant | N/A | Landslide | Peak Ground Deformation (cm) | 9.6745e-06
4 | L1.1 | Power plant | N/A | Landslide | Peak Ground Deformation (cm) | 0.00010912
5 | L1.1 | Power plant | N/A | Landslide | Peak Ground Deformation (cm) | 0.00057576
6 | L1.1 | Power plant | N/A | Landslide | Peak Ground Deformation (cm) | 0.001951
7 | L1.1 | Power plant | N/A | Landslide | Peak Ground Deformation (cm) | 0.0049733
8 | L1.1 | Power plant | N/A | Landslide | Peak Ground Deformation (cm) | 0.010427
9 | L1.1 | Power plant | N/A | Landslide | Peak Ground Deformation (cm) | 0.018991
10 | L1.1 | Power plant | N/A | Landslide | Peak Ground Deformation (cm) | 0.031138
11 | L1.1 | Power plant | N/A | Landslide | Peak Ground Deformation (cm) | 0.047094
12 | L1.1 | Power plant | N/A | Landslide | Peak Ground Deformation (cm) | 0.066848
13 | L1.1 | Power plant | N/A | Landslide | Peak Ground Deformation (cm) | 0.090188
14 | L1.1 | Power plant | N/A | Landslide | Peak Ground Deformation (cm) | 0.11675
15 | L1.1 | Power plant | N/A | Landslide | Peak Ground Deformation (cm) | 0.14608
16 | L1.1 | Power plant | N/A | Landslide | Peak Ground Deformation (cm) | 0.17766
17 | L1.1 | Power plant | N/A | Landslide | Peak Ground Deformation (cm) | 0.21097
18 | L1.1 | Power plant | N/A | Landslide | Peak Ground Deformation (cm) | 0.24549
19 | L1.1 | Power plant | N/A | Landslide | Peak Ground Deformation (cm) | 0.28075
20 | L1.1 | Power plant | N/A | Landslide | Peak Ground Deformation (cm) | 0.31631
21 | L1.1 | Power plant | N/A | Landslide | Peak Ground Deformation (cm) | 0.3518
22 | L1.1 | Power plant | N/A | Landslide | Peak Ground Deformation (cm) | 0.3869
23 | L1.1 | Power plant | N/A | Landslide | Peak Ground Deformation (cm) | 0.42132
24 | L1.1 | Power plant | N/A | Landslide | Peak Ground Deformation (cm) | 0.45486
25 | L1.1 | Power plant | N/A | Landslide | Peak Ground Deformation (cm) | 0.48734
26 | L1.1 | Power plant | N/A | Landslide | Peak Ground Deformation (cm) | 0.51862
27 | L1.1 | Power plant | N/A | Landslide | Peak Ground Deformation (cm) | 0.54862
28 | L1.1 | Power plant | N/A | Landslide | Peak Ground Deformation (cm) | 0.57727
29 | L1.1 | Power plant | N/A | Landslide | Peak Ground Deformation (cm) | 0.60453
30 | L1.1 | Power plant | N/A | Landslide | Peak Ground Deformation (cm) | 0.63039
31 | L1.1 | Power plant | N/A | Landslide | Peak Ground Deformation (cm) | 0.65486
32 | L1.1 | Power plant | N/A | Landslide | Peak Ground Deformation (cm) | 0.67795
33 | L1.1 | Power plant | N/A | Landslide | Peak Ground Deformation (cm) | 0.69969
34 | L1.1 | Power plant | N/A | Landslide | Peak Ground Deformation (cm) | 0.72013
35 | L1.1 | Power plant | N/A | Landslide | Peak Ground Deformation (cm) | 0.7393
36 | L1.1 | Power plant | N/A | Landslide | Peak Ground Deformation (cm) | 0.75727
37 | L1.1 | Power plant | N/A | Landslide | Peak Ground Deformation (cm) | 0.77408
38 | L1.1 | Power plant | N/A | Landslide | Peak Ground Deformation (cm) | 0.78978
39 | L1.1 | Power plant | N/A | Landslide | Peak Ground Deformation (cm) | 0.80445
40 | L1.1 | Power plant | N/A | Landslide | Peak Ground Deformation (cm) | 0.81813
41 | L1.1 | Power plant | N/A | Landslide | Peak Ground Deformation (cm) | 0.83088
42 | L1.1 | Power plant | N/A | Landslide | Peak Ground Deformation (cm) | 0.84275
43 | L1.1 | Power plant | N/A | Landslide | Peak Ground Deformation (cm) | 0.85381
44 | L1.1 | Power plant | N/A | Landslide | Peak Ground Deformation (cm) | 0.86409
45 | L1.1 | Power plant | N/A | Landslide | Peak Ground Deformation (cm) | 0.87365
46 | L1.1 | Power plant | N/A | Landslide | Peak Ground Deformation (cm) | 0.88254
47 | L1.1 | Power plant | N/A | Landslide | Peak Ground Deformation (cm) | 0.8908
48 | L1.1 | Power plant | N/A | Landslide | Peak Ground Deformation (cm) | 0.89847
49 | L1.1 | Power plant | N/A | Landslide | Peak Ground Deformation (cm) | 0.9056
50 | L1.1 | Power plant | N/A | Landslide | Peak Ground Deformation (cm) | 0.91222
51 | L1.1 | Power plant | N/A | Landslide | Peak Ground Deformation (cm) | 0.91836
52 | L1.1 | Power plant | N/A | Landslide | Peak Ground Deformation (cm) | 0.92407
53 | L1.1 | Power plant | N/A | Landslide | Peak Ground Deformation (cm) | 0.92937
54 | L1.1 | Power plant | N/A | Landslide | Peak Ground Deformation (cm) | 0.93428
55 | L1.1 | Power plant | N/A | Landslide | Peak Ground Deformation (cm) | 0.93885
56 | L1.1 | Power plant | N/A | Landslide | Peak Ground Deformation (cm) | 0.94308
57 | L1.1 | Power plant | N/A | Landslide | Peak Ground Deformation (cm) | 0.94702
58 | L1.1 | Power plant | N/A | Landslide | Peak Ground Deformation (cm) | 0.95067
59 | L1.1 | Power plant | N/A | Landslide | Peak Ground Deformation (cm) | 0.95406
60 | L1.1 | Power plant | N/A | Landslide | Peak Ground Deformation (cm) | 0.95721
61 | L1.1 | Power plant | N/A | Landslide | Peak Ground Deformation (cm) | 0.96013
62 | L1.1 | Power plant | N/A | Landslide | Peak Ground Deformation (cm) | 0.96285
63 | L1.1 | Power plant | N/A | Landslide | Peak Ground Deformation (cm) | 0.96537
64 | L1.1 | Power plant | N/A | Landslide | Peak Ground Deformation (cm) | 0.96772
65 | L1.1 | Power plant | N/A | Landslide | Peak Ground Deformation (cm) | 0.9699
66 | L1.1 | Power plant | N/A | Landslide | Peak Ground Deformation (cm) | 0.97192
67 | L1.1 | Power plant | N/A | Landslide | Peak Ground Deformation (cm) | 0.9738
68 | L1.1 | Power plant | N/A | Landslide | Peak Ground Deformation (cm) | 0.97555
69 | L1.1 | Power plant | N/A | Landslide | Peak Ground Deformation (cm) | 0.97718
70 | L1.1 | Power plant | N/A | Landslide | Peak Ground Deformation (cm) | 0.97869
71 | L1.1 | Power plant | N/A | Landslide | Peak Ground Deformation (cm) | 0.9801
72 | L1.1 | Power plant | N/A | Landslide | Peak Ground Deformation (cm) | 0.98141
73 | L1.1 | Power plant | N/A | Landslide | Peak Ground Deformation (cm) | 0.98263
74 | L1.1 | Power plant | N/A | Landslide | Peak Ground Deformation (cm) | 0.98377
75 | L1.1 | Power plant | N/A | Landslide | Peak Ground Deformation (cm) | 0.98482
76 | L1.1 | Power plant | N/A | Landslide | Peak Ground Deformation (cm) | 0.98581
77 | L1.1 | Power plant | N/A | Landslide | Peak Ground Deformation (cm) | 0.98673
78 | L1.1 | Power plant | N/A | Landslide | Peak Ground Deformation (cm) | 0.98758
79 | L1.1 | Power plant | N/A | Landslide | Peak Ground Deformation (cm) | 0.98838
80 | L1.1 | Power plant | N/A | Landslide | Peak Ground Deformation (cm) | 0.98912
81 | L1.1 | Power plant | N/A | Landslide | Peak Ground Deformation (cm) | 0.98981
82 | L1.1 | Power plant | N/A | Landslide | Peak Ground Deformation (cm) | 0.99046
83 | L1.1 | Power plant | N/A | Landslide | Peak Ground Deformation (cm) | 0.99106
84 | L1.1 | Power plant | N/A | Landslide | Peak Ground Deformation (cm) | 0.99162
85 | L1.1 | Power plant | N/A | Landslide | Peak Ground Deformation (cm) | 0.99215
86 | L1.1 | Power plant | N/A | Landslide | Peak Ground Deformation (cm) | 0.99264
87 | L1.1 | Power plant | N/A | Landslide | Peak Ground Deformation (cm) | 0.9931
88 | L1.1 | Power plant | N/A | Landslide | Peak Ground Deformation (cm) | 0.99353
89 | L1.1 | Power plant | N/A | Landslide | Peak Ground Deformation (cm) | 0.99393
90 | L1.1 | Power plant | N/A | Landslide | Peak Ground Deformation (cm) | 0.9943
91 | L1.1 | Power plant | N/A | Landslide | Peak Ground Deformation (cm) | 0.99465
92 | L1.1 | Power plant | N/A | Landslide | Peak Ground Deformation (cm) | 0.99497
93 | L1.1 | Power plant | N/A | Landslide | Peak Ground Deformation (cm) | 0.99528
94 | L1.1 | Power plant | N/A | Landslide | Peak Ground Deformation (cm) | 0.99557
95 | L1.1 | Power plant | N/A | Landslide | Peak Ground Deformation (cm) | 0.99583
96 | L1.1 | Power plant | N/A | Landslide | Peak Ground Deformation (cm) | 0.99608
97 | L1.1 | Power plant | N/A | Landslide | Peak Ground Deformation (cm) | 0.99632
98 | L1.1 | Power plant | N/A | Landslide | Peak Ground Deformation (cm) | 0.99654
99 | L1.1 | Power plant | N/A | Landslide | Peak Ground Deformation (cm) | 0.99674
100 | L1.1 | Power plant | N/A | Landslide | Peak Ground Deformation (cm) | 0.99694
101 | L1.1 | Power plant | N/A | Landslide | Peak Ground Deformation (cm) | 0.99712
102 | L1.1 | Power plant | N/A | Landslide | Peak Ground Deformation (cm) | 0.99729
103 | L1.1 | Power plant | N/A | Landslide | Peak Ground Deformation (cm) | 0.99744
104 | L1.1 | Power plant | N/A | Landslide | Peak Ground Deformation (cm) | 0.99759
105 | L1.1 | Power plant | N/A | Landslide | Peak Ground Deformation (cm) | 0.99773
106 | L1.1 | Power plant | N/A | Landslide | Peak Ground Deformation (cm) | 0.99786
107 | L1.1 | Power plant | N/A | Landslide | Peak Ground Deformation (cm) | 0.99799
108 | L1.1 | Power plant | N/A | Landslide | Peak Ground Deformation (cm) | 0.9981
109 | L1.1 | Power plant | N/A | Landslide | Peak Ground Deformation (cm) | 0.99821
110 | L1.1 | Power plant | N/A | Landslide | Peak Ground Deformation (cm) | 0.99831
111 | L1.1 | Power plant | N/A | Landslide | Peak Ground Deformation (cm) | 0.99841
112 | L1.1 | Power plant | N/A | Landslide | Peak Ground Deformation (cm) | 0.9985
113 | L1.1 | Power plant | N/A | Landslide | Peak Ground Deformation (cm) | 0.99858
114 | L1.1 | Power plant | N/A | Landslide | Peak Ground Deformation (cm) | 0.99866
115 | L1.1 | Power plant | N/A | Landslide | Peak Ground Deformation (cm) | 0.99874
116 | L1.1 | Power plant | N/A | Landslide | Peak Ground Deformation (cm) | 0.99881
117 | L1.1 | Power plant | N/A | Landslide | Peak Ground Deformation (cm) | 0.99887
118 | L1.1 | Power plant | N/A | Landslide | Peak Ground Deformation (cm) | 0.99894
119 | L1.1 | Power plant | N/A | Landslide | Peak Ground Deformation (cm) | 0.99899
120 | L1.1 | Power plant | N/A | Landslide | Peak Ground Deformation (cm) | 0.99905
121 | L1.1 | Power plant | N/A | Landslide | Peak Ground Deformation (cm) | 0.9991
122 | L1.1 | Power plant | N/A | Landslide | Peak Ground Deformation (cm) | 0.99915
123 | L1.1 | Power plant | N/A | Landslide | Peak Ground Deformation (cm) | 0.9992
124 | L1.1 | Power plant | N/A | Landslide | Peak Ground Deformation (cm) | 0.99924
125 | L1.1 | Power plant | N/A | Landslide | Peak Ground Deformation (cm) | 0.99928
126 | L1.1 | Power plant | N/A | Landslide | Peak Ground Deformation (cm) | 0.99932
127 | L1.1 | Power plant | N/A | Landslide | Peak Ground Deformation (cm) | 0.99936
128 | L1.1 | Power plant | N/A | Landslide | Peak Ground Deformation (cm) | 0.99939
129 | L1.1 | Power plant | N/A | Landslide | Peak Ground Deformation (cm) | 0.99942
130 | L1.1 | Power plant | N/A | Landslide | Peak Ground Deformation (cm) | 0.99945
131 | L1.1 | Power plant | N/A | Landslide | Peak Ground Deformation (cm) | 0.99948
132 | L1.1 | Power plant | N/A | Landslide | Peak Ground Deformation (cm) | 0.99951
133 | L1.1 | Power plant | N/A | Landslide | Peak Ground Deformation (cm) | 0.99954
134 | L1.1 | Power plant | N/A | Landslide | Peak Ground Deformation (cm) | 0.99956
135 | L1.1 | Power plant | N/A | Landslide | Peak Ground Deformation (cm) | 0.99958
136 | L1.1 | Power plant | N/A | Landslide | Peak Ground Deformation (cm) | 0.9996
137 | L1.1 | Power plant | N/A | Landslide | Peak Ground Deformation (cm) | 0.99962
138 | L1.1 | Power plant | N/A | Landslide | Peak Ground Deformation (cm) | 0.99964
139 | L1.1 | Power plant | N/A | Landslide | Peak Ground Deformation (cm) | 0.99966
140 | L1.1 | Power plant | N/A | Landslide | Peak Ground Deformation (cm) | 0.99968
141 | L1.1 | Power plant | N/A | Landslide | Peak Ground Deformation (cm) | 0.9997
142 | L1.1 | Power plant | N/A | Landslide | Peak Ground Deformation (cm) | 0.99971
143 | L1.1 | Power plant | N/A | Landslide | Peak Ground Deformation (cm) | 0.99973
144 | L1.1 | Power plant | N/A | Landslide | Peak Ground Deformation (cm) | 0.99974
145 | L1.1 | Power plant | N/A | Landslide | Peak Ground Deformation (cm) | 0.99975
146 | L1.1 | Power plant | N/A | Landslide | Peak Ground Deformation (cm) | 0.99977
147 | L1.1 | Power plant | N/A | Landslide | Peak Ground Deformation (cm) | 0.99978
148 | L1.1 | Power plant | N/A | Landslide | Peak Ground Deformation (cm) | 0.99979
149 | L1.1 | Power plant | N/A | Landslide | Peak Ground Deformation (cm) | 0.9998
150 | L1.1 | Power plant | N/A | Landslide | Peak Ground Deformation (cm) | 0.99981
151 | L1.1 | Power plant | N/A | Landslide | Peak Ground Deformation (cm) | 0.99982
152 | L1.1 | Power plant | N/A | Landslide | Peak Ground Deformation (cm) | 0.99983
153 | L1.1 | Power plant | N/A | Landslide | Peak Ground Deformation (cm) | 0.99984
154 | L1.1 | Power plant | N/A | Landslide | Peak Ground Deformation (cm) | 0.99984
155 | L1.1 | Power plant | N/A | Landslide | Peak Ground Deformation (cm) | 0.99985
156 | L1.1 | Power plant | N/A | Landslide | Peak Ground Deformation (cm) | 0.99986
157 | L1.1 | Power plant | N/A | Landslide | Peak Ground Deformation (cm) | 0.99987
158 | L1.1 | Power plant | N/A | Landslide | Peak Ground Deformation (cm) | 0.99987
159 | L1.1 | Power plant | N/A | Landslide | Peak Ground Deformation (cm) | 0.99988
160 | L1.1 | Power plant | N/A | Landslide | Peak Ground Deformation (cm) | 0.99988
161 | L1.1 | Power plant | N/A | Landslide | Peak Ground Deformation (cm) | 0.99989
162 | L1.1 | Power plant | N/A | Landslide | Peak Ground Deformation (cm) | 0.99989
163 | L1.1 | Power plant | N/A | Landslide | Peak Ground Deformation (cm) | 0.9999
164 | L1.1 | Power plant | N/A | Landslide | Peak Ground Deformation (cm) | 0.9999
165 | L1.1 | Power plant | N/A | Landslide | Peak Ground Deformation (cm) | 0.99991
166 | L1.1 | Power plant | N/A | Landslide | Peak Ground Deformation (cm) | 0.99991
167 | L1.1 | Power plant | N/A | Landslide | Peak Ground Deformation (cm) | 0.99992
168 | L1.1 | Power plant | N/A | Landslide | Peak Ground Deformation (cm) | 0.99992
169 | L1.1 | Power plant | N/A | Landslide | Peak Ground Deformation (cm) | 0.99992
170 | L1.1 | Power plant | N/A | Landslide | Peak Ground Deformation (cm) | 0.99993
171 | L1.1 | Power plant | N/A | Landslide | Peak Ground Deformation (cm) | 0.99993
172 | L1.1 | Power plant | N/A | Landslide | Peak Ground Deformation (cm) | 0.99993
173 | L1.1 | Power plant | N/A | Landslide | Peak Ground Deformation (cm) | 0.99994
174 | L1.1 | Power plant | N/A | Landslide | Peak Ground Deformation (cm) | 0.99994
175 | L1.1 | Power plant | N/A | Landslide | Peak Ground Deformation (cm) | 0.99994
176 | L1.1 | Power plant | N/A | Landslide | Peak Ground Deformation (cm) | 0.99995
177 | L1.1 | Power plant | N/A | Landslide | Peak Ground Deformation (cm) | 0.99995
178 | L1.1 | Power plant | N/A | Landslide | Peak Ground Deformation (cm) | 0.99995
179 | L1.1 | Power plant | N/A | Landslide | Peak Ground Deformation (cm) | 0.99995
180 | L1.1 | Power plant | N/A | Landslide | Peak Ground Deformation (cm) | 0.99996
181 | L1.1 | Power plant | N/A | Landslide | Peak Ground Deformation (cm) | 0.99996
182 | L1.1 | Power plant | N/A | Landslide | Peak Ground Deformation (cm) | 0.99996
183 | L1.1 | Power plant | N/A | Landslide | Peak Ground Deformation (cm) | 0.99996
184 | L1.1 | Power plant | N/A | Landslide | Peak Ground Deformation (cm) | 0.99996
185 | L1.1 | Power plant | N/A | Landslide | Peak Ground Deformation (cm) | 0.99996
186 | L1.1 | Power plant | N/A | Landslide | Peak Ground Deformation (cm) | 0.99997
187 | L1.1 | Power plant | N/A | Landslide | Peak Ground Deformation (cm) | 0.99997
188 | L1.1 | Power plant | N/A | Landslide | Peak Ground Deformation (cm) | 0.99997
189 | L1.1 | Power plant | N/A | Landslide | Peak Ground Deformation (cm) | 0.99997
190 | L1.1 | Power plant | N/A | Landslide | Peak Ground Deformation (cm) | 0.99997
191 | L1.1 | Power plant | N/A | Landslide | Peak Ground Deformation (cm) | 0.99997
192 | L1.1 | Power plant | N/A | Landslide | Peak Ground Deformation (cm) | 0.99997
193 | L1.1 | Power plant | N/A | Landslide | Peak Ground Deformation (cm) | 0.99998
194 | L1.1 | Power plant | N/A | Landslide | Peak Ground Deformation (cm) | 0.99998
195 | L1.1 | Power plant | N/A | Landslide | Peak Ground Deformation (cm) | 0.99998
196 | L1.1 | Power plant | N/A | Landslide | Peak Ground Deformation (cm) | 0.99998
197 | L1.1 | Power plant | N/A | Landslide | Peak Ground Deformation (cm) | 0.99998
198 | L1.1 | Power plant | N/A | Landslide | Peak Ground Deformation (cm) | 0.99998
199 | L1.1 | Power plant | N/A | Landslide | Peak Ground Deformation (cm) | 0.99998
200 | L1.1 | Power plant | N/A | Landslide | Peak Ground Deformation (cm) | 0.99998
201 | L1.1 | Power plant | N/A | Landslide | Peak Ground Deformation (cm) | 0.99998
202 | L1.1 | Power plant | N/A | Landslide | Peak Ground Deformation (cm) | 0.99998
203 | L1.1 | Power plant | N/A | Landslide | Peak Ground Deformation (cm) | 0.99998
204 | L1.1 | Power plant | N/A | Landslide | Peak Ground Deformation (cm) | 0.99998
205 | L1.1 | Power plant | N/A | Landslide | Peak Ground Deformation (cm) | 0.99999
206 | L1.1 | Power plant | N/A | Landslide | Peak Ground Deformation (cm) | 0.99999
207 | L1.1 | Power plant | N/A | Landslide | Peak Ground Deformation (cm) | 0.99999
208 | L1.1 | Power plant | N/A | Landslide | Peak Ground Deformation (cm) | 0.99999
209 | L1.1 | Power plant | N/A | Landslide | Peak Ground Deformation (cm) | 0.99999
210 | L1.1 | Power plant | N/A | Landslide | Peak Ground Deformation (cm) | 0.99999
211 | L1.1 | Power plant | N/A | Landslide | Peak Ground Deformation (cm) | 0.99999
212 | L1.1 | Power plant | N/A | Landslide | Peak Ground Deformation (cm) | 0.99999
213 | L1.1 | Power plant | N/A | Landslide | Peak Ground Deformation (cm) | 0.99999
214 | L1.1 | Power plant | N/A | Landslide | Peak Ground Deformation (cm) | 0.99999
215 | L1.1 | Power plant | N/A | Landslide | Peak Ground Deformation (cm) | 0.99999
216 | L1.1 | Power plant | N/A | Landslide | Peak Ground Deformation (cm) | 0.99999
217 | L1.1 | Power plant | N/A | Landslide | Peak Ground Deformation (cm) | 0.99999
218 | L1.1 | Power plant | N/A | Landslide | Peak Ground Deformation (cm) | 0.99999
219 | L1.1 | Power plant | N/A | Landslide | Peak Ground Deformation (cm) | 0.99999
220 | L1.1 | Power plant | N/A | Landslide | Peak Ground Deformation (cm) | 0.99999
221 | L1.1 | Power plant | N/A | Landslide | Peak Ground Deformation (cm) | 0.99999
222 | L1.1 | Power plant | N/A | Landslide | Peak Ground Deformation (cm) | 0.99999
223 | L1.1 | Power plant | N/A | Landslide | Peak Ground Deformation (cm) | 0.99999
224 | L1.1 | Power plant | N/A | Landslide | Peak Ground Deformation (cm) | 0.99999
225 | L1.1 | Power plant | N/A | Landslide | Peak Ground Deformation (cm) | 0.99999
226 | L1.1 | Power plant | N/A | Landslide | Peak Ground Deformation (cm) | 0.99999
227 | L1.1 | Power plant | N/A | Landslide | Peak Ground Deformation (cm) | 0.99999
228 | L1.1 | Power plant | N/A | Landslide | Peak Ground Deformation (cm) | 0.99999
229 | L1.1 | Power plant | N/A | Landslide | Peak Ground Deformation (cm) | 0.99999
230 | L1.1 | Power plant | N/A | Landslide | Peak Ground Deformation (cm) | 0.99999
231 | L1.1 | Power plant | N/A | Landslide | Peak Ground Deformation (cm) | 0.99999
232 | L1.1 | Power plant | N/A | Landslide | Peak Ground Deformation (cm) | 1
233 | L1.1 | Power plant | N/A | Landslide | Peak Ground Deformation (cm) | 1
234 | L1.1 | Power plant | N/A | Landslide | Peak Ground Deformation (cm) | 1
235 | L1.1 | Power plant | N/A | Landslide | Peak Ground Deformation (cm) | 1
236 | L1.1 | Power plant | N/A | Landslide | Peak Ground Deformation (cm) | 1
237 | L1.1 | Power plant | N/A | Landslide | Peak Ground Deformation (cm) | 1
238 | L1.1 | Power plant | N/A | Landslide | Peak Ground Deformation (cm) | 1
239 | L1.1 | Power plant | N/A | Landslide | Peak Ground Deformation (cm) | 1
240 | L1.1 | Power plant | N/A | Landslide | Peak Ground Deformation (cm) | 1
241 | L1.1 | Power plant | N/A | Landslide | Peak Ground Deformation (cm) | 1
242 | L1.1 | Power plant | N/A | Landslide | Peak Ground Deformation (cm) | 1
243 | L1.1 | Power plant | N/A | Landslide | Peak Ground Deformation (cm) | 1
244 | L1.1 | Power plant | N/A | Landslide | Peak Ground Deformation (cm) | 1
245 | L1.1 | Power plant | N/A | Landslide | Peak Ground Deformation (cm) | 1
246 | L1.1 | Power plant | N/A | Landslide | Peak Ground Deformation (cm) | 1
247 | L1.1 | Power plant | N/A | Landslide | Peak Ground Deformation (cm) | 1
248 | L1.1 | Power plant | N/A | Landslide | Peak Ground Deformation (cm) | 1
249 | L1.1 | Power plant | N/A | Landslide | Peak Ground Deformation (cm) | 1
250 | L1.1 | Power plant | N/A | Landslide | Peak Ground Deformation (cm) | 1
0 | L1.1a | Power plant | N/A | Landslide | Peak Ground Deformation (cm) | 0
1 | L1.1a | Power plant | N/A | Landslide | Peak Ground Deformation (cm) | 3.9332e-11
2 | L1.1a | Power plant | N/A | Landslide | Peak Ground Deformation (cm) | 1.4845e-07
3 | L1.1a | Power plant | N/A | Landslide | Peak Ground Deformation (cm) | 7.7396e-06
4 | L1.1a | Power plant | N/A | Landslide | Peak Ground Deformation (cm) | 8.7296e-05
5 | L1.1a | Power plant | N/A | Landslide | Peak Ground Deformation (cm) | 0.00046061
6 | L1.1a | Power plant | N/A | Landslide | Peak Ground Deformation (cm) | 0.0015608
7 | L1.1a | Power plant | N/A | Landslide | Peak Ground Deformation (cm) | 0.0039787
8 | L1.1a | Power plant | N/A | Landslide | Peak Ground Deformation (cm) | 0.0083416
9 | L1.1a | Power plant | N/A | Landslide | Peak Ground Deformation (cm) | 0.015193
10 | L1.1a | Power plant | N/A | Landslide | Peak Ground Deformation (cm) | 0.02491
11 | L1.1a | Power plant | N/A | Landslide | Peak Ground Deformation (cm) | 0.037675
12 | L1.1a | Power plant | N/A | Landslide | Peak Ground Deformation (cm) | 0.053478
13 | L1.1a | Power plant | N/A | Landslide | Peak Ground Deformation (cm) | 0.07215
14 | L1.1a | Power plant | N/A | Landslide | Peak Ground Deformation (cm) | 0.093401
15 | L1.1a | Power plant | N/A | Landslide | Peak Ground Deformation (cm) | 0.11686
16 | L1.1a | Power plant | N/A | Landslide | Peak Ground Deformation (cm) | 0.14213
17 | L1.1a | Power plant | N/A | Landslide | Peak Ground Deformation (cm) | 0.16877
18 | L1.1a | Power plant | N/A | Landslide | Peak Ground Deformation (cm) | 0.19639
19 | L1.1a | Power plant | N/A | Landslide | Peak Ground Deformation (cm) | 0.2246
20 | L1.1a | Power plant | N/A | Landslide | Peak Ground Deformation (cm) | 0.25305
21 | L1.1a | Power plant | N/A | Landslide | Peak Ground Deformation (cm) | 0.28144
22 | L1.1a | Power plant | N/A | Landslide | Peak Ground Deformation (cm) | 0.30952
23 | L1.1a | Power plant | N/A | Landslide | Peak Ground Deformation (cm) | 0.33706
24 | L1.1a | Power plant | N/A | Landslide | Peak Ground Deformation (cm) | 0.36389
25 | L1.1a | Power plant | N/A | Landslide | Peak Ground Deformation (cm) | 0.38987
26 | L1.1a | Power plant | N/A | Landslide | Peak Ground Deformation (cm) | 0.4149
27 | L1.1a | Power plant | N/A | Landslide | Peak Ground Deformation (cm) | 0.4389
28 | L1.1a | Power plant | N/A | Landslide | Peak Ground Deformation (cm) | 0.46181
29 | L1.1a | Power plant | N/A | Landslide | Peak Ground Deformation (cm) | 0.48362
30 | L1.1a | Power plant | N/A | Landslide | Peak Ground Deformation (cm) | 0.50432
31 | L1.1a | Power plant | N/A | Landslide | Peak Ground Deformation (cm) | 0.52389
32 | L1.1a | Power plant | N/A | Landslide | Peak Ground Deformation (cm) | 0.54236
33 | L1.1a | Power plant | N/A | Landslide | Peak Ground Deformation (cm) | 0.55975
34 | L1.1a | Power plant | N/A | Landslide | Peak Ground Deformation (cm) | 0.5761
35 | L1.1a | Power plant | N/A | Landslide | Peak Ground Deformation (cm) | 0.59144
36 | L1.1a | Power plant | N/A | Landslide | Peak Ground Deformation (cm) | 0.60581
37 | L1.1a | Power plant | N/A | Landslide | Peak Ground Deformation (cm) | 0.61926
38 | L1.1a | Power plant | N/A | Landslide | Peak Ground Deformation (cm) | 0.63183
39 | L1.1a | Power plant | N/A | Landslide | Peak Ground Deformation (cm) | 0.64356
40 | L1.1a | Power plant | N/A | Landslide | Peak Ground Deformation (cm) | 0.6545
41 | L1.1a | Power plant | N/A | Landslide | Peak Ground Deformation (cm) | 0.6647
42 | L1.1a | Power plant | N/A | Landslide | Peak Ground Deformation (cm) | 0.6742
43 | L1.1a | Power plant | N/A | Landslide | Peak Ground Deformation (cm) | 0.68305
44 | L1.1a | Power plant | N/A | Landslide | Peak Ground Deformation (cm) | 0.69127
45 | L1.1a | Power plant | N/A | Landslide | Peak Ground Deformation (cm) | 0.69892
46 | L1.1a | Power plant | N/A | Landslide | Peak Ground Deformation (cm) | 0.70603
47 | L1.1a | Power plant | N/A | Landslide | Peak Ground Deformation (cm) | 0.71264
48 | L1.1a | Power plant | N/A | Landslide | Peak Ground Deformation (cm) | 0.71878
49 | L1.1a | Power plant | N/A | Landslide | Peak Ground Deformation (cm) | 0.72448
50 | L1.1a | Power plant | N/A | Landslide | Peak Ground Deformation (cm) | 0.72978
51 | L1.1a | Power plant | N/A | Landslide | Peak Ground Deformation (cm) | 0.73469
52 | L1.1a | Power plant | N/A | Landslide | Peak Ground Deformation (cm) | 0.73926
53 | L1.1a | Power plant | N/A | Landslide | Peak Ground Deformation (cm) | 0.74349
54 | L1.1a | Power plant | N/A | Landslide | Peak Ground Deformation (cm) | 0.74743
55 | L1.1a | Power plant | N/A | Landslide | Peak Ground Deformation (cm) | 0.75108
56 | L1.1a | Power plant | N/A | Landslide | Peak Ground Deformation (cm) | 0.75447
57 | L1.1a | Power plant | N/A | Landslide | Peak Ground Deformation (cm) | 0.75761
58 | L1.1a | Power plant | N/A | Landslide | Peak Ground Deformation (cm) | 0.76054
59 | L1.1a | Power plant | N/A | Landslide | Peak Ground Deformation (cm) | 0.76325
60 | L1.1a | Power plant | N/A | Landslide | Peak Ground Deformation (cm) | 0.76577
61 | L1.1a | Power plant | N/A | Landslide | Peak Ground Deformation (cm) | 0.76811
62 | L1.1a | Power plant | N/A | Landslide | Peak Ground Deformation (cm) | 0.77028
63 | L1.1a | Power plant | N/A | Landslide | Peak Ground Deformation (cm) | 0.7723
64 | L1.1a | Power plant | N/A | Landslide | Peak Ground Deformation (cm) | 0.77417
65 | L1.1a | Power plant | N/A | Landslide | Peak Ground Deformation (cm) | 0.77592
66 | L1.1a | Power plant | N/A | Landslide | Peak Ground Deformation (cm) | 0.77754
67 | L1.1a | Power plant | N/A | Landslide | Peak Ground Deformation (cm) | 0.77904
68 | L1.1a | Power plant | N/A | Landslide | Peak Ground Deformation (cm) | 0.78044
69 | L1.1a | Power plant | N/A | Landslide | Peak Ground Deformation (cm) | 0.78174
70 | L1.1a | Power plant | N/A | Landslide | Peak Ground Deformation (cm) | 0.78296
71 | L1.1a | Power plant | N/A | Landslide | Peak Ground Deformation (cm) | 0.78408
72 | L1.1a | Power plant | N/A | Landslide | Peak Ground Deformation (cm) | 0.78513
73 | L1.1a | Power plant | N/A | Landslide | Peak Ground Deformation (cm) | 0.78611
74 | L1.1a | Power plant | N/A | Landslide | Peak Ground Deformation (cm) | 0.78701
75 | L1.1a | Power plant | N/A | Landslide | Peak Ground Deformation (cm) | 0.78786
76 | L1.1a | Power plant | N/A | Landslide | Peak Ground Deformation (cm) | 0.78865
77 | L1.1a | Power plant | N/A | Landslide | Peak Ground Deformation (cm) | 0.78938
78 | L1.1a | Power plant | N/A | Landslide | Peak Ground Deformation (cm) | 0.79006
79 | L1.1a | Power plant | N/A | Landslide | Peak Ground Deformation (cm) | 0.7907
80 | L1.1a | Power plant | N/A | Landslide | Peak Ground Deformation (cm) | 0.7913
81 | L1.1a | Power plant | N/A | Landslide | Peak Ground Deformation (cm) | 0.79185
82 | L1.1a | Power plant | N/A | Landslide | Peak Ground Deformation (cm) | 0.79237
83 | L1.1a | Power plant | N/A | Landslide | Peak Ground Deformation (cm) | 0.79285
84 | L1.1a | Power plant | N/A | Landslide | Peak Ground Deformation (cm) | 0.7933
85 | L1.1a | Power plant | N/A | Landslide | Peak Ground Deformation (cm) | 0.79372
86 | L1.1a | Power plant | N/A | Landslide | Peak Ground Deformation (cm) | 0.79411
87 | L1.1a | Power plant | N/A | Landslide | Peak Ground Deformation (cm) | 0.79448
88 | L1.1a | Power plant | N/A | Landslide | Peak Ground Deformation (cm) | 0.79482
89 | L1.1a | Power plant | N/A | Landslide | Peak Ground Deformation (cm) | 0.79514
90 | L1.1a | Power plant | N/A | Landslide | Peak Ground Deformation (cm) | 0.79544
91 | L1.1a | Power plant | N/A | Landslide | Peak Ground Deformation (cm) | 0.79572
92 | L1.1a | Power plant | N/A | Landslide | Peak Ground Deformation (cm) | 0.79598
93 | L1.1a | Power plant | N/A | Landslide | Peak Ground Deformation (cm) | 0.79622
94 | L1.1a | Power plant | N/A | Landslide | Peak Ground Deformation (cm) | 0.79645
95 | L1.1a | Power plant | N/A | Landslide | Peak Ground Deformation (cm) | 0.79667
96 | L1.1a | Power plant | N/A | Landslide | Peak Ground Deformation (cm) | 0.79687
97 | L1.1a | Power plant | N/A | Landslide | Peak Ground Deformation (cm) | 0.79705
98 | L1.1a | Power plant | N/A | Landslide | Peak Ground Deformation (cm) | 0.79723
99 | L1.1a | Power plant | N/A | Landslide | Peak Ground Deformation (cm) | 0.79739
100 | L1.1a | Power plant | N/A | Landslide | Peak Ground Deformation (cm) | 0.79755
101 | L1.1a | Power plant | N/A | Landslide | Peak Ground Deformation (cm) | 0.79769
102 | L1.1a | Power plant | N/A | Landslide | Peak Ground Deformation (cm) | 0.79783
103 | L1.1a | Power plant | N/A | Landslide | Peak Ground Deformation (cm) | 0.79796
104 | L1.1a | Power plant | N/A | Landslide | Peak Ground Deformation (cm) | 0.79807
105 | L1.1a | Power plant | N/A | Landslide | Peak Ground Deformation (cm) | 0.79819
106 | L1.1a | Power plant | N/A | Landslide | Peak Ground Deformation (cm) | 0.79829
107 | L1.1a | Power plant | N/A | Landslide | Peak Ground Deformation (cm) | 0.79839
108 | L1.1a | Power plant | N/A | Landslide | Peak Ground Deformation (cm) | 0.79848
109 | L1.1a | Power plant | N/A | Landslide | Peak Ground Deformation (cm) | 0.79857
110 | L1.1a | Power plant | N/A | Landslide | Peak Ground Deformation (cm) | 0.79865
111 | L1.1a | Power plant | N/A | Landslide | Peak Ground Deformation (cm) | 0.79873
112 | L1.1a | Power plant | N/A | Landslide | Peak Ground Deformation (cm) | 0.7988
113 | L1.1a | Power plant | N/A | Landslide | Peak Ground Deformation (cm) | 0.79887
114 | L1.1a | Power plant | N/A | Landslide | Peak Ground Deformation (cm) | 0.79893
115 | L1.1a | Power plant | N/A | Landslide | Peak Ground Deformation (cm) | 0.79899
116 | L1.1a | Power plant | N/A | Landslide | Peak Ground Deformation (cm) | 0.79905
117 | L1.1a | Power plant | N/A | Landslide | Peak Ground Deformation (cm) | 0.7991
118 | L1.1a | Power plant | N/A | Landslide | Peak Ground Deformation (cm) | 0.79915
119 | L1.1a | Power plant | N/A | Landslide | Peak Ground Deformation (cm) | 0.7992
120 | L1.1a | Power plant | N/A | Landslide | Peak Ground Deformation (cm) | 0.79924
121 | L1.1a | Power plant | N/A | Landslide | Peak Ground Deformation (cm) | 0.79928
122 | L1.1a | Power plant | N/A | Landslide | Peak Ground Deformation (cm) | 0.79932
123 | L1.1a | Power plant | N/A | Landslide | Peak Ground Deformation (cm) | 0.79936
124 | L1.1a | Power plant | N/A | Landslide | Peak Ground Deformation (cm) | 0.79939
125 | L1.1a | Power plant | N/A | Landslide | Peak Ground Deformation (cm) | 0.79943
126 | L1.1a | Power plant | N/A | Landslide | Peak Ground Deformation (cm) | 0.79946
127 | L1.1a | Power plant | N/A | Landslide | Peak Ground Deformation (cm) | 0.79949
128 | L1.1a | Power plant | N/A | Landslide | Peak Ground Deformation (cm) | 0.79951
129 | L1.1a | Power plant | N/A | Landslide | Peak Ground Deformation (cm) | 0.79954
130 | L1.1a | Power plant | N/A | Landslide | Peak Ground Deformation (cm) | 0.79956
131 | L1.1a | Power plant | N/A | Landslide | Peak Ground Deformation (cm) | 0.79959
132 | L1.1a | Power plant | N/A | Landslide | Peak Ground Deformation (cm) | 0.79961
133 | L1.1a | Power plant | N/A | Landslide | Peak Ground Deformation (cm) | 0.79963
134 | L1.1a | Power plant | N/A | Landslide | Peak Ground Deformation (cm) | 0.79965
135 | L1.1a | Power plant | N/A | Landslide | Peak Ground Deformation (cm) | 0.79967
136 | L1.1a | Power plant | N/A | Landslide | Peak Ground Deformation (cm) | 0.79968
137 | L1.1a | Power plant | N/A | Landslide | Peak Ground Deformation (cm) | 0.7997
138 | L1.1a | Power plant | N/A | Landslide | Peak Ground Deformation (cm) | 0.79972
139 | L1.1a | Power plant | N/A | Landslide | Peak Ground Deformation (cm) | 0.79973
140 | L1.1a | Power plant | N/A | Landslide | Peak Ground Deformation (cm) | 0.79974
141 | L1.1a | Power plant | N/A | Landslide | Peak Ground Deformation (cm) | 0.79976
142 | L1.1a | Power plant | N/A | Landslide | Peak Ground Deformation (cm) | 0.79977
143 | L1.1a | Power plant | N/A | Landslide | Peak Ground Deformation (cm) | 0.79978
144 | L1.1a | Power plant | N/A | Landslide | Peak Ground Deformation (cm) | 0.79979
145 | L1.1a | Power plant | N/A | Landslide | Peak Ground Deformation (cm) | 0.7998
146 | L1.1a | Power plant | N/A | Landslide | Peak Ground Deformation (cm) | 0.79981
147 | L1.1a | Power plant | N/A | Landslide | Peak Ground Deformation (cm) | 0.79982
148 | L1.1a | Power plant | N/A | Landslide | Peak Ground Deformation (cm) | 0.79983
149 | L1.1a | Power plant | N/A | Landslide | Peak Ground Deformation (cm) | 0.79984
150 | L1.1a | Power plant | N/A | Landslide | Peak Ground Deformation (cm) | 0.79985
151 | L1.1a | Power plant | N/A | Landslide | Peak Ground Deformation (cm) | 0.79985
152 | L1.1a | Power plant | N/A | Landslide | Peak Ground Deformation (cm) | 0.79986
153 | L1.1a | Power plant | N/A | Landslide | Peak Ground Deformation (cm) | 0.79987
154 | L1.1a | Power plant | N/A | Landslide | Peak Ground Deformation (cm) | 0.79987
155 | L1.1a | Power plant | N/A | Landslide | Peak Ground Deformation (cm) | 0.79988
156 | L1.1a | Power plant | N/A | Landslide | Peak Ground Deformation (cm) | 0.79989
157 | L1.1a | Power plant | N/A | Landslide | Peak Ground Deformation (cm) | 0.79989
158 | L1.1a | Power plant | N/A | Landslide | Peak Ground Deformation (cm) | 0.7999
159 | L1.1a | Power plant | N/A | Landslide | Peak Ground Deformation (cm) | 0.7999
160 | L1.1a | Power plant | N/A | Landslide | Peak Ground Deformation (cm) | 0.79991
161 | L1.1a | Power plant | N/A | Landslide | Peak Ground Deformation (cm) | 0.79991
162 | L1.1a | Power plant | N/A | Landslide | Peak Ground Deformation (cm) | 0.79992
163 | L1.1a | Power plant | N/A | Landslide | Peak Ground Deformation (cm) | 0.79992
164 | L1.1a | Power plant | N/A | Landslide | Peak Ground Deformation (cm) | 0.79992
165 | L1.1a | Power plant | N/A | Landslide | Peak Ground Deformation (cm) | 0.79993
166 | L1.1a | Power plant | N/A | Landslide | Peak Ground Deformation (cm) | 0.79993
167 | L1.1a | Power plant | N/A | Landslide | Peak Ground Deformation (cm) | 0.79993
168 | L1.1a | Power plant | N/A | Landslide | Peak Ground Deformation (cm) | 0.79994
169 | L1.1a | Power plant | N/A | Landslide | Peak Ground Deformation (cm) | 0.79994
170 | L1.1a | Power plant | N/A | Landslide | Peak Ground Deformation (cm) | 0.79994
171 | L1.1a | Power plant | N/A | Landslide | Peak Ground Deformation (cm) | 0.79995
172 | L1.1a | Power plant | N/A | Landslide | Peak Ground Deformation (cm) | 0.79995
173 | L1.1a | Power plant | N/A | Landslide | Peak Ground Deformation (cm) | 0.79995
174 | L1.1a | Power plant | N/A | Landslide | Peak Ground Deformation (cm) | 0.79995
175 | L1.1a | Power plant | N/A | Landslide | Peak Ground Deformation (cm) | 0.79995
176 | L1.1a | Power plant | N/A | Landslide | Peak Ground Deformation (cm) | 0.79996
177 | L1.1a | Power plant | N/A | Landslide | Peak Ground Deformation (cm) | 0.79996
178 | L1.1a | Power plant | N/A | Landslide | Peak Ground Deformation (cm) | 0.79996
179 | L1.1a | Power plant | N/A | Landslide | Peak Ground Deformation (cm) | 0.79996
180 | L1.1a | Power plant | N/A | Landslide | Peak Ground Deformation (cm) | 0.79996
181 | L1.1a | Power plant | N/A | Landslide | Peak Ground Deformation (cm) | 0.79997
182 | L1.1a | Power plant | N/A | Landslide | Peak Ground Deformation (cm) | 0.79997
183 | L1.1a | Power plant | N/A | Landslide | Peak Ground Deformation (cm) | 0.79997
184 | L1.1a | Power plant | N/A | Landslide | Peak Ground Deformation (cm) | 0.79997
185 | L1.1a | Power plant | N/A | Landslide | Peak Ground Deformation (cm) | 0.79997
186 | L1.1a | Power plant | N/A | Landslide | Peak Ground Deformation (cm) | 0.79997
187 | L1.1a | Power plant | N/A | Landslide | Peak Ground Deformation (cm) | 0.79997
188 | L1.1a | Power plant | N/A | Landslide | Peak Ground Deformation (cm) | 0.79998
189 | L1.1a | Power plant | N/A | Landslide | Peak Ground Deformation (cm) | 0.79998
190 | L1.1a | Power plant | N/A | Landslide | Peak Ground Deformation (cm) | 0.79998
191 | L1.1a | Power plant | N/A | Landslide | Peak Ground Deformation (cm) | 0.79998
192 | L1.1a | Power plant | N/A | Landslide | Peak Ground Deformation (cm) | 0.79998
193 | L1.1a | Power plant | N/A | Landslide | Peak Ground Deformation (cm) | 0.79998
194 | L1.1a | Power plant | N/A | Landslide | Peak Ground Deformation (cm) | 0.79998
195 | L1.1a | Power plant | N/A | Landslide | Peak Ground Deformation (cm) | 0.79998
196 | L1.1a | Power plant | N/A | Landslide | Peak Ground Deformation (cm) | 0.79998
197 | L1.1a | Power plant | N/A | Landslide | Peak Ground Deformation (cm) | 0.79998
198 | L1.1a | Power plant | N/A | Landslide | Peak Ground Deformation (cm) | 0.79998
199 | L1.1a | Power plant | N/A | Landslide | Peak Ground Deformation (cm) | 0.79998
200 | L1.1a | Power plant | N/A | Landslide | Peak Ground Deformation (cm) | 0.79999
201 | L1.1a | Power plant | N/A | Landslide | Peak Ground Deformation (cm) | 0.79999
202 | L1.1a | Power plant | N/A | Landslide | Peak Ground Deformation (cm) | 0.79999
203 | L1.1a | Power plant | N/A | Landslide | Peak Ground Deformation (cm) | 0.79999
204 | L1.1a | Power plant | N/A | Landslide | Peak Ground Deformation (cm) | 0.79999
205 | L1.1a | Power plant | N/A | Landslide | Peak Ground Deformation (cm) | 0.79999
206 | L1.1a | Power plant | N/A | Landslide | Peak Ground Deformation (cm) | 0.79999
207 | L1.1a | Power plant | N/A | Landslide | Peak Ground Deformation (cm) | 0.79999
208 | L1.1a | Power plant | N/A | Landslide | Peak Ground Deformation (cm) | 0.79999
209 | L1.1a | Power plant | N/A | Landslide | Peak Ground Deformation (cm) | 0.79999
210 | L1.1a | Power plant | N/A | Landslide | Peak Ground Deformation (cm) | 0.79999
211 | L1.1a | Power plant | N/A | Landslide | Peak Ground Deformation (cm) | 0.79999
212 | L1.1a | Power plant | N/A | Landslide | Peak Ground Deformation (cm) | 0.79999
213 | L1.1a | Power plant | N/A | Landslide | Peak Ground Deformation (cm) | 0.79999
214 | L1.1a | Power plant | N/A | Landslide | Peak Ground Deformation (cm) | 0.79999
215 | L1.1a | Power plant | N/A | Landslide | Peak Ground Deformation (cm) | 0.79999
216 | L1.1a | Power plant | N/A | Landslide | Peak Ground Deformation (cm) | 0.79999
217 | L1.1a | Power plant | N/A | Landslide | Peak Ground Deformation (cm) | 0.79999
218 | L1.1a | Power plant | N/A | Landslide | Peak Ground Deformation (cm) | 0.79999
219 | L1.1a | Power plant | N/A | Landslide | Peak Ground Deformation (cm) | 0.79999
220 | L1.1a | Power plant | N/A | Landslide | Peak Ground Deformation (cm) | 0.79999
221 | L1.1a | Power plant | N/A | Landslide | Peak Ground Deformation (cm) | 0.79999
222 | L1.1a | Power plant | N/A | Landslide | Peak Ground Deformation (cm) | 0.79999
223 | L1.1a | Power plant | N/A | Landslide | Peak Ground Deformation (cm) | 0.79999
224 | L1.1a | Power plant | N/A | Landslide | Peak Ground Deformation (cm) | 0.79999
225 | L1.1a | Power plant | N/A | Landslide | Peak Ground Deformation (cm) | 0.79999
226 | L1.1a | Power plant | N/A | Landslide | Peak Ground Deformation (cm) | 0.8
227 | L1.1a | Power plant | N/A | Landslide | Peak Ground Deformation (cm) | 0.8
228 | L1.1a | Power plant | N/A | Landslide | Peak Ground Deformation (cm) | 0.8
229 | L1.1a | Power plant | N/A | Landslide | Peak Ground Deformation (cm) | 0.8
230 | L1.1a | Power plant | N/A | Landslide | Peak Ground Deformation (cm) | 0.8
231 | L1.1a | Power plant | N/A | Landslide | Peak Ground Deformation (cm) | 0.8
232 | L1.1a | Power plant | N/A | Landslide | Peak Ground Deformation (cm) | 0.8
233 | L1.1a | Power plant | N/A | Landslide | Peak Ground Deformation (cm) | 0.8
234 | L1.1a | Power plant | N/A | Landslide | Peak Ground Deformation (cm) | 0.8
235 | L1.1a | Power plant | N/A | Landslide | Peak Ground Deformation (cm) | 0.8
236 | L1.1a | Power plant | N/A | Landslide | Peak Ground Deformation (cm) | 0.8
237 | L1.1a | Power plant | N/A | Landslide | Peak Ground Deformation (cm) | 0.8
238 | L1.1a | Power plant | N/A | Landslide | Peak Ground Deformation (cm) | 0.8
239 | L1.1a | Power plant | N/A | Landslide | Peak Ground Deformation (cm) | 0.8
240 | L1.1a | Power plant | N/A | Landslide | Peak Ground Deformation (cm) | 0.8
241 | L1.1a | Power plant | N/A | Landslide | Peak Ground Deformation (cm) | 0.8
242 | L1.1a | Power plant | N/A | Landslide | Peak Ground Deformation (cm) | 0.8
243 | L1.1a | Power plant | N/A | Landslide | Peak Ground Deformation (cm) | 0.8
244 | L1.1a | Power plant | N/A | Landslide | Peak Ground Deformation (cm) | 0.8
245 | L1.1a | Power plant | N/A | Landslide | Peak Ground Deformation (cm) | 0.8
246 | L1.1a | Power plant | N/A | Landslide | Peak Ground Deformation (cm) | 0.8
247 | L1.1a | Power plant | N/A | Landslide | Peak Ground Deformation (cm) | 0.8
248 | L1.1a | Power plant | N/A | Landslide | Peak Ground Deformation (cm) | 0.8
249 | L1.1a | Power plant | N/A | Landslide | Peak Ground Deformation (cm) | 0.8
250 | L1.1a | Power plant | N/A | Landslide | Peak Ground Deformation (cm) | 0.8
0 | L1.1b | Power plant | N/A | Landslide | Peak Ground Deformation (cm) | 0
1 | L1.1b | Power plant | N/A | Landslide | Peak Ground Deformation (cm) | 4.9164e-11
2 | L1.1b | Power plant | N/A | Landslide | Peak Ground Deformation (cm) | 1.8556e-07
3 | L1.1b | Power plant | N/A | Landslide | Peak Ground Deformation (cm) | 9.6745e-06
4 | L1.1b | Power plant | N/A | Landslide | Peak Ground Deformation (cm) | 0.00010912
5 | L1.1b | Power plant | N/A | Landslide | Peak Ground Deformation (cm) | 0.00057576
6 | L1.1b | Power plant | N/A | Landslide | Peak Ground Deformation (cm) | 0.001951
7 | L1.1b | Power plant | N/A | Landslide | Peak Ground Deformation (cm) | 0.0049733
8 | L1.1b | Power plant | N/A | Landslide | Peak Ground Deformation (cm) | 0.010427
9 | L1.1b | Power plant | N/A | Landslide | Peak Ground Deformation (cm) | 0.018991
10 | L1.1b | Power plant | N/A | Landslide | Peak Ground Deformation (cm) | 0.031138
11 | L1.1b | Power plant | N/A | Landslide | Peak Ground Deformation (cm) | 0.047094
12 | L1.1b | Power plant | N/A | Landslide | Peak Ground Deformation (cm) | 0.066848
13 | L1.1b | Power plant | N/A | Landslide | Peak Ground Deformation (cm) | 0.090188
14 | L1.1b | Power plant | N/A | Landslide | Peak Ground Deformation (cm) | 0.11675
15 | L1.1b | Power plant | N/A | Landslide | Peak Ground Deformation (cm) | 0.14608
16 | L1.1b | Power plant | N/A | Landslide | Peak Ground Deformation (cm) | 0.17766
17 | L1.1b | Power plant | N/A | Landslide | Peak Ground Deformation (cm) | 0.21097
18 | L1.1b | Power plant | N/A | Landslide | Peak Ground Deformation (cm) | 0.24549
19 | L1.1b | Power plant | N/A | Landslide | Peak Ground Deformation (cm) | 0.28075
20 | L1.1b | Power plant | N/A | Landslide | Peak Ground Deformation (cm) | 0.31631
21 | L1.1b | Power plant | N/A | Landslide | Peak Ground Deformation (cm) | 0.3518
22 | L1.1b | Power plant | N/A | Landslide | Peak Ground Deformation (cm) | 0.3869
23 | L1.1b | Power plant | N/A | Landslide | Peak Ground Deformation (cm) | 0.42132
24 | L1.1b | Power plant | N/A | Landslide | Peak Ground Deformation (cm) | 0.45486
25 | L1.1b | Power plant | N/A | Landslide | Peak Ground Deformation (cm) | 0.48734
26 | L1.1b | Power plant | N/A | Landslide | Peak Ground Deformation (cm) | 0.51862
27 | L1.1b | Power plant | N/A | Landslide | Peak Ground Deformation (cm) | 0.54862
28 | L1.1b | Power plant | N/A | Landslide | Peak Ground Deformation (cm) | 0.57727
29 | L1.1b | Power plant | N/A | Landslide | Peak Ground Deformation (cm) | 0.60453
30 | L1.1b | Power plant | N/A | Landslide | Peak Ground Deformation (cm) | 0.63039
31 | L1.1b | Power plant | N/A | Landslide | Peak Ground Deformation (cm) | 0.65486
32 | L1.1b | Power plant | N/A | Landslide | Peak Ground Deformation (cm) | 0.67795
33 | L1.1b | Power plant | N/A | Landslide | Peak Ground Deformation (cm) | 0.69969
34 | L1.1b | Power plant | N/A | Landslide | Peak Ground Deformation (cm) | 0.72013
35 | L1.1b | Power plant | N/A | Landslide | Peak Ground Deformation (cm) | 0.7393
36 | L1.1b | Power plant | N/A | Landslide | Peak Ground Deformation (cm) | 0.75727
37 | L1.1b | Power plant | N/A | Landslide | Peak Ground Deformation (cm) | 0.77408
38 | L1.1b | Power plant | N/A | Landslide | Peak Ground Deformation (cm) | 0.78978
39 | L1.1b | Power plant | N/A | Landslide | Peak Ground Deformation (cm) | 0.80445
40 | L1.1b | Power plant | N/A | Landslide | Peak Ground Deformation (cm) | 0.81813
41 | L1.1b | Power plant | N/A | Landslide | Peak Ground Deformation (cm) | 0.83088
42 | L1.1b | Power plant | N/A | Landslide | Peak Ground Deformation (cm) | 0.84275
43 | L1.1b | Power plant | N/A | Landslide | Peak Ground Deformation (cm) | 0.85381
44 | L1.1b | Power plant | N/A | Landslide | Peak Ground Deformation (cm) | 0.86409
45 | L1.1b | Power plant | N/A | Landslide | Peak Ground Deformation (cm) | 0.87365
46 | L1.1b | Power plant | N/A | Landslide | Peak Ground Deformation (cm) | 0.88254
47 | L1.1b | Power plant | N/A | Landslide | Peak Ground Deformation (cm) | 0.8908
48 | L1.1b | Power plant | N/A | Landslide | Peak Ground Deformation (cm) | 0.89847
49 | L1.1b | Power plant | N/A | Landslide | Peak Ground Deformation (cm) | 0.9056
50 | L1.1b | Power plant | N/A | Landslide | Peak Ground Deformation (cm) | 0.91222
51 | L1.1b | Power plant | N/A | Landslide | Peak Ground Deformation (cm) | 0.91836
52 | L1.1b | Power plant | N/A | Landslide | Peak Ground Deformation (cm) | 0.92407
53 | L1.1b | Power plant | N/A | Landslide | Peak Ground Deformation (cm) | 0.92937
54 | L1.1b | Power plant | N/A | Landslide | Peak Ground Deformation (cm) | 0.93428
55 | L1.1b | Power plant | N/A | Landslide | Peak Ground Deformation (cm) | 0.93885
56 | L1.1b | Power plant | N/A | Landslide | Peak Ground Deformation (cm) | 0.94308
57 | L1.1b | Power plant | N/A | Landslide | Peak Ground Deformation (cm) | 0.94702
58 | L1.1b | Power plant | N/A | Landslide | Peak Ground Deformation (cm) | 0.95067
59 | L1.1b | Power plant | N/A | Landslide | Peak Ground Deformation (cm) | 0.95406
60 | L1.1b | Power plant | N/A | Landslide | Peak Ground Deformation (cm) | 0.95721
61 | L1.1b | Power plant | N/A | Landslide | Peak Ground Deformation (cm) | 0.96013
62 | L1.1b | Power plant | N/A | Landslide | Peak Ground Deformation (cm) | 0.96285
63 | L1.1b | Power plant | N/A | Landslide | Peak Ground Deformation (cm) | 0.96537
64 | L1.1b | Power plant | N/A | Landslide | Peak Ground Deformation (cm) | 0.96772
65 | L1.1b | Power plant | N/A | Landslide | Peak Ground Deformation (cm) | 0.9699
66 | L1.1b | Power plant | N/A | Landslide | Peak Ground Deformation (cm) | 0.97192
67 | L1.1b | Power plant | N/A | Landslide | Peak Ground Deformation (cm) | 0.9738
68 | L1.1b | Power plant | N/A | Landslide | Peak Ground Deformation (cm) | 0.97555
69 | L1.1b | Power plant | N/A | Landslide | Peak Ground Deformation (cm) | 0.97718
70 | L1.1b | Power plant | N/A | Landslide | Peak Ground Deformation (cm) | 0.97869
71 | L1.1b | Power plant | N/A | Landslide | Peak Ground Deformation (cm) | 0.9801
72 | L1.1b | Power plant | N/A | Landslide | Peak Ground Deformation (cm) | 0.98141
73 | L1.1b | Power plant | N/A | Landslide | Peak Ground Deformation (cm) | 0.98263
74 | L1.1b | Power plant | N/A | Landslide | Peak Ground Deformation (cm) | 0.98377
75 | L1.1b | Power plant | N/A | Landslide | Peak Ground Deformation (cm) | 0.98482
76 | L1.1b | Power plant | N/A | Landslide | Peak Ground Deformation (cm) | 0.98581
77 | L1.1b | Power plant | N/A | Landslide | Peak Ground Deformation (cm) | 0.98673
78 | L1.1b | Power plant | N/A | Landslide | Peak Ground Deformation (cm) | 0.98758
79 | L1.1b | Power plant | N/A | Landslide | Peak Ground Deformation (cm) | 0.98838
80 | L1.1b | Power plant | N/A | Landslide | Peak Ground Deformation (cm) | 0.98912
81 | L1.1b | Power plant | N/A | Landslide | Peak Ground Deformation (cm) | 0.98981
82 | L1.1b | Power plant | N/A | Landslide | Peak Ground Deformation (cm) | 0.99046
83 | L1.1b | Power plant | N/A | Landslide | Peak Ground Deformation (cm) | 0.99106
84 | L1.1b | Power plant | N/A | Landslide | Peak Ground Deformation (cm) | 0.99162
85 | L1.1b | Power plant | N/A | Landslide | Peak Ground Deformation (cm) | 0.99215
86 | L1.1b | Power plant | N/A | Landslide | Peak Ground Deformation (cm) | 0.99264
87 | L1.1b | Power plant | N/A | Landslide | Peak Ground Deformation (cm) | 0.9931
88 | L1.1b | Power plant | N/A | Landslide | Peak Ground Deformation (cm) | 0.99353
89 | L1.1b | Power plant | N/A | Landslide | Peak Ground Deformation (cm) | 0.99393
90 | L1.1b | Power plant | N/A | Landslide | Peak Ground Deformation (cm) | 0.9943
91 | L1.1b | Power plant | N/A | Landslide | Peak Ground Deformation (cm) | 0.99465
92 | L1.1b | Power plant | N/A | Landslide | Peak Ground Deformation (cm) | 0.99497
93 | L1.1b | Power plant | N/A | Landslide | Peak Ground Deformation (cm) | 0.99528
94 | L1.1b | Power plant | N/A | Landslide | Peak Ground Deformation (cm) | 0.99557
95 | L1.1b | Power plant | N/A | Landslide | Peak Ground Deformation (cm) | 0.99583
96 | L1.1b | Power plant | N/A | Landslide | Peak Ground Deformation (cm) | 0.99608
97 | L1.1b | Power plant | N/A | Landslide | Peak Ground Deformation (cm) | 0.99632
98 | L1.1b | Power plant | N/A | Landslide | Peak Ground Deformation (cm) | 0.99654
99 | L1.1b | Power plant | N/A | Landslide | Peak Ground Deformation (cm) | 0.99674
100 | L1.1b | Power plant | N/A | Landslide | Peak Ground Deformation (cm) | 0.99694
101 | L1.1b | Power plant | N/A | Landslide | Peak Ground Deformation (cm) | 0.99712
102 | L1.1b | Power plant | N/A | Landslide | Peak Ground Deformation (cm) | 0.99729
103 | L1.1b | Power plant | N/A | Landslide | Peak Ground Deformation (cm) | 0.99744
104 | L1.1b | Power plant | N/A | Landslide | Peak Ground Deformation (cm) | 0.99759
105 | L1.1b | Power plant | N/A | Landslide | Peak Ground Deformation (cm) | 0.99773
106 | L1.1b | Power plant | N/A | Landslide | Peak Ground Deformation (cm) | 0.99786
107 | L1.1b | Power plant | N/A | Landslide | Peak Ground Deformation (cm) | 0.99799
108 | L1.1b | Power plant | N/A | Landslide | Peak Ground Deformation (cm) | 0.9981
109 | L1.1b | Power plant | N/A | Landslide | Peak Ground Deformation (cm) | 0.99821
110 | L1.1b | Power plant | N/A | Landslide | Peak Ground Deformation (cm) | 0.99831
111 | L1.1b | Power plant | N/A | Landslide | Peak Ground Deformation (cm) | 0.99841
112 | L1.1b | Power plant | N/A | Landslide | Peak Ground Deformation (cm) | 0.9985
113 | L1.1b | Power plant | N/A | Landslide | Peak Ground Deformation (cm) | 0.99858
114 | L1.1b | Power plant | N/A | Landslide | Peak Ground Deformation (cm) | 0.99866
115 | L1.1b | Power plant | N/A | Landslide | Peak Ground Deformation (cm) | 0.99874
116 | L1.1b | Power plant | N/A | Landslide | Peak Ground Deformation (cm) | 0.99881
117 | L1.1b | Power plant | N/A | Landslide | Peak Ground Deformation (cm) | 0.99887
118 | L1.1b | Power plant | N/A | Landslide | Peak Ground Deformation (cm) | 0.99894
119 | L1.1b | Power plant | N/A | Landslide | Peak Ground Deformation (cm) | 0.99899
120 | L1.1b | Power plant | N/A | Landslide | Peak Ground Deformation (cm) | 0.99905
121 | L1.1b | Power plant | N/A | Landslide | Peak Ground Deformation (cm) | 0.9991
122 | L1.1b | Power plant | N/A | Landslide | Peak Ground Deformation (cm) | 0.99915
123 | L1.1b | Power plant | N/A | Landslide | Peak Ground Deformation (cm) | 0.9992
124 | L1.1b | Power plant | N/A | Landslide | Peak Ground Deformation (cm) | 0.99924
125 | L1.1b | Power plant | N/A | Landslide | Peak Ground Deformation (cm) | 0.99928
126 | L1.1b | Power plant | N/A | Landslide | Peak Ground Deformation (cm) | 0.99932
127 | L1.1b | Power plant | N/A | Landslide | Peak Ground Deformation (cm) | 0.99936
128 | L1.1b | Power plant | N/A | Landslide | Peak Ground Deformation (cm) | 0.99939
129 | L1.1b | Power plant | N/A | Landslide | Peak Ground Deformation (cm) | 0.99942
130 | L1.1b | Power plant | N/A | Landslide | Peak Ground Deformation (cm) | 0.99945
131 | L1.1b | Power plant | N/A | Landslide | Peak Ground Deformation (cm) | 0.99948
132 | L1.1b | Power plant | N/A | Landslide | Peak Ground Deformation (cm) | 0.99951
133 | L1.1b | Power plant | N/A | Landslide | Peak Ground Deformation (cm) | 0.99954
134 | L1.1b | Power plant | N/A | Landslide | Peak Ground Deformation (cm) | 0.99956
135 | L1.1b | Power plant | N/A | Landslide | Peak Ground Deformation (cm) | 0.99958
136 | L1.1b | Power plant | N/A | Landslide | Peak Ground Deformation (cm) | 0.9996
137 | L1.1b | Power plant | N/A | Landslide | Peak Ground Deformation (cm) | 0.99962
138 | L1.1b | Power plant | N/A | Landslide | Peak Ground Deformation (cm) | 0.99964
139 | L1.1b | Power plant | N/A | Landslide | Peak Ground Deformation (cm) | 0.99966
140 | L1.1b | Power plant | N/A | Landslide | Peak Ground Deformation (cm) | 0.99968
141 | L1.1b | Power plant | N/A | Landslide | Peak Ground Deformation (cm) | 0.9997
142 | L1.1b | Power plant | N/A | Landslide | Peak Ground Deformation (cm) | 0.99971
143 | L1.1b | Power plant | N/A | Landslide | Peak Ground Deformation (cm) | 0.99973
144 | L1.1b | Power plant | N/A | Landslide | Peak Ground Deformation (cm) | 0.99974
145 | L1.1b | Power plant | N/A | Landslide | Peak Ground Deformation (cm) | 0.99975
146 | L1.1b | Power plant | N/A | Landslide | Peak Ground Deformation (cm) | 0.99977
147 | L1.1b | Power plant | N/A | Landslide | Peak Ground Deformation (cm) | 0.99978
148 | L1.1b | Power plant | N/A | Landslide | Peak Ground Deformation (cm) | 0.99979
149 | L1.1b | Power plant | N/A | Landslide | Peak Ground Deformation (cm) | 0.9998
150 | L1.1b | Power plant | N/A | Landslide | Peak Ground Deformation (cm) | 0.99981
151 | L1.1b | Power plant | N/A | Landslide | Peak Ground Deformation (cm) | 0.99982
152 | L1.1b | Power plant | N/A | Landslide | Peak Ground Deformation (cm) | 0.99983
153 | L1.1b | Power plant | N/A | Landslide | Peak Ground Deformation (cm) | 0.99984
154 | L1.1b | Power plant | N/A | Landslide | Peak Ground Deformation (cm) | 0.99984
155 | L1.1b | Power plant | N/A | Landslide | Peak Ground Deformation (cm) | 0.99985
156 | L1.1b | Power plant | N/A | Landslide | Peak Ground Deformation (cm) | 0.99986
157 | L1.1b | Power plant | N/A | Landslide | Peak Ground Deformation (cm) | 0.99987
158 | L1.1b | Power plant | N/A | Landslide | Peak Ground Deformation (cm) | 0.99987
159 | L1.1b | Power plant | N/A | Landslide | Peak Ground Deformation (cm) | 0.99988
160 | L1.1b | Power plant | N/A | Landslide | Peak Ground Deformation (cm) | 0.99988
161 | L1.1b | Power plant | N/A | Landslide | Peak Ground Deformation (cm) | 0.99989
162 | L1.1b | Power plant | N/A | Landslide | Peak Ground Deformation (cm) | 0.99989
163 | L1.1b | Power plant | N/A | Landslide | Peak Ground Deformation (cm) | 0.9999
164 | L1.1b | Power plant | N/A | Landslide | Peak Ground Deformation (cm) | 0.9999
165 | L1.1b | Power plant | N/A | Landslide | Peak Ground Deformation (cm) | 0.99991
166 | L1.1b | Power plant | N/A | Landslide | Peak Ground Deformation (cm) | 0.99991
167 | L1.1b | Power plant | N/A | Landslide | Peak Ground Deformation (cm) | 0.99992
168 | L1.1b | Power plant | N/A | Landslide | Peak Ground Deformation (cm) | 0.99992
169 | L1.1b | Power plant | N/A | Landslide | Peak Ground Deformation (cm) | 0.99992
170 | L1.1b | Power plant | N/A | Landslide | Peak Ground Deformation (cm) | 0.99993
171 | L1.1b | Power plant | N/A | Landslide | Peak Ground Deformation (cm) | 0.99993
172 | L1.1b | Power plant | N/A | Landslide | Peak Ground Deformation (cm) | 0.99993
173 | L1.1b | Power plant | N/A | Landslide | Peak Ground Deformation (cm) | 0.99994
174 | L1.1b | Power plant | N/A | Landslide | Peak Ground Deformation (cm) | 0.99994
175 | L1.1b | Power plant | N/A | Landslide | Peak Ground Deformation (cm) | 0.99994
176 | L1.1b | Power plant | N/A | Landslide | Peak Ground Deformation (cm) | 0.99995
177 | L1.1b | Power plant | N/A | Landslide | Peak Ground Deformation (cm) | 0.99995
178 | L1.1b | Power plant | N/A | Landslide | Peak Ground Deformation (cm) | 0.99995
179 | L1.1b | Power plant | N/A | Landslide | Peak Ground Deformation (cm) | 0.99995
180 | L1.1b | Power plant | N/A | Landslide | Peak Ground Deformation (cm) | 0.99996
181 | L1.1b | Power plant | N/A | Landslide | Peak Ground Deformation (cm) | 0.99996
182 | L1.1b | Power plant | N/A | Landslide | Peak Ground Deformation (cm) | 0.99996
183 | L1.1b | Power plant | N/A | Landslide | Peak Ground Deformation (cm) | 0.99996
184 | L1.1b | Power plant | N/A | Landslide | Peak Ground Deformation (cm) | 0.99996
185 | L1.1b | Power plant | N/A | Landslide | Peak Ground Deformation (cm) | 0.99996
186 | L1.1b | Power plant | N/A | Landslide | Peak Ground Deformation (cm) | 0.99997
187 | L1.1b | Power plant | N/A | Landslide | Peak Ground Deformation (cm) | 0.99997
188 | L1.1b | Power plant | N/A | Landslide | Peak Ground Deformation (cm) | 0.99997
189 | L1.1b | Power plant | N/A | Landslide | Peak Ground Deformation (cm) | 0.99997
190 | L1.1b | Power plant | N/A | Landslide | Peak Ground Deformation (cm) | 0.99997
191 | L1.1b | Power plant | N/A | Landslide | Peak Ground Deformation (cm) | 0.99997
192 | L1.1b | Power plant | N/A | Landslide | Peak Ground Deformation (cm) | 0.99997
193 | L1.1b | Power plant | N/A | Landslide | Peak Ground Deformation (cm) | 0.99998
194 | L1.1b | Power plant | N/A | Landslide | Peak Ground Deformation (cm) | 0.99998
195 | L1.1b | Power plant | N/A | Landslide | Peak Ground Deformation (cm) | 0.99998
196 | L1.1b | Power plant | N/A | Landslide | Peak Ground Deformation (cm) | 0.99998
197 | L1.1b | Power plant | N/A | Landslide | Peak Ground Deformation (cm) | 0.99998
198 | L1.1b | Power plant | N/A | Landslide | Peak Ground Deformation (cm) | 0.99998
199 | L1.1b | Power plant | N/A | Landslide | Peak Ground Deformation (cm) | 0.99998
200 | L1.1b | Power plant | N/A | Landslide | Peak Ground Deformation (cm) | 0.99998
201 | L1.1b | Power plant | N/A | Landslide | Peak Ground Deformation (cm) | 0.99998
202 | L1.1b | Power plant | N/A | Landslide | Peak Ground Deformation (cm) | 0.99998
203 | L1.1b | Power plant | N/A | Landslide | Peak Ground Deformation (cm) | 0.99998
204 | L1.1b | Power plant | N/A | Landslide | Peak Ground Deformation (cm) | 0.99998
205 | L1.1b | Power plant | N/A | Landslide | Peak Ground Deformation (cm) | 0.99999
206 | L1.1b | Power plant | N/A | Landslide | Peak Ground Deformation (cm) | 0.99999
207 | L1.1b | Power plant | N/A | Landslide | Peak Ground Deformation (cm) | 0.99999
208 | L1.1b | Power plant | N/A | Landslide | Peak Ground Deformation (cm) | 0.99999
209 | L1.1b | Power plant | N/A | Landslide | Peak Ground Deformation (cm) | 0.99999
210 | L1.1b | Power plant | N/A | Landslide | Peak Ground Deformation (cm) | 0.99999
211 | L1.1b | Power plant | N/A | Landslide | Peak Ground Deformation (cm) | 0.99999
212 | L1.1b | Power plant | N/A | Landslide | Peak Ground Deformation (cm) | 0.99999
213 | L1.1b | Power plant | N/A | Landslide | Peak Ground Deformation (cm) | 0.99999
214 | L1.1b | Power plant | N/A | Landslide | Peak Ground Deformation (cm) | 0.99999
215 | L1.1b | Power plant | N/A | Landslide | Peak Ground Deformation (cm) | 0.99999
216 | L1.1b | Power plant | N/A | Landslide | Peak Ground Deformation (cm) | 0.99999
217 | L1.1b | Power plant | N/A | Landslide | Peak Ground Deformation (cm) | 0.99999
218 | L1.1b | Power plant | N/A | Landslide | Peak Ground Deformation (cm) | 0.99999
219 | L1.1b | Power plant | N/A | Landslide | Peak Ground Deformation (cm) | 0.99999
220 | L1.1b | Power plant | N/A | Landslide | Peak Ground Deformation (cm) | 0.99999
221 | L1.1b | Power plant | N/A | Landslide | Peak Ground Deformation (cm) | 0.99999
222 | L1.1b | Power plant | N/A | Landslide | Peak Ground Deformation (cm) | 0.99999
223 | L1.1b | Power plant | N/A | Landslide | Peak Ground Deformation (cm) | 0.99999
224 | L1.1b | Power plant | N/A | Landslide | Peak Ground Deformation (cm) | 0.99999
225 | L1.1b | Power plant | N/A | Landslide | Peak Ground Deformation (cm) | 0.99999
226 | L1.1b | Power plant | N/A | Landslide | Peak Ground Deformation (cm) | 0.99999
227 | L1.1b | Power plant | N/A | Landslide | Peak Ground Deformation (cm) | 0.99999
228 | L1.1b | Power plant | N/A | Landslide | Peak Ground Deformation (cm) | 0.99999
229 | L1.1b | Power plant | N/A | Landslide | Peak Ground Deformation (cm) | 0.99999
230 | L1.1b | Power plant | N/A | Landslide | Peak Ground Deformation (cm) | 0.99999
231 | L1.1b | Power plant | N/A | Landslide | Peak Ground Deformation (cm) | 0.99999
232 | L1.1b | Power plant | N/A | Landslide | Peak Ground Deformation (cm) | 1
233 | L1.1b | Power plant | N/A | Landslide | Peak Ground Deformation (cm) | 1
234 | L1.1b | Power plant | N/A | Landslide | Peak Ground Deformation (cm) | 1
235 | L1.1b | Power plant | N/A | Landslide | Peak Ground Deformation (cm) | 1
236 | L1.1b | Power plant | N/A | Landslide | Peak Ground Deformation (cm) | 1
237 | L1.1b | Power plant | N/A | Landslide | Peak Ground Deformation (cm) | 1
238 | L1.1b | Power plant | N/A | Landslide | Peak Ground Deformation (cm) | 1
239 | L1.1b | Power plant | N/A | Landslide | Peak Ground Deformation (cm) | 1
240 | L1.1b | Power plant | N/A | Landslide | Peak Ground Deformation (cm) | 1
241 | L1.1b | Power plant | N/A | Landslide | Peak Ground Deformation (cm) | 1
242 | L1.1b | Power plant | N/A | Landslide | Peak Ground Deformation (cm) | 1
243 | L1.1b | Power plant | N/A | Landslide | Peak Ground Deformation (cm) | 1
244 | L1.1b | Power plant | N/A | Landslide | Peak Ground Deformation (cm) | 1
245 | L1.1b | Power plant | N/A | Landslide | Peak Ground Deformation (cm) | 1
246 | L1.1b | Power plant | N/A | Landslide | Peak Ground Deformation (cm) | 1
247 | L1.1b | Power plant | N/A | Landslide | Peak Ground Deformation (cm) | 1
248 | L1.1b | Power plant | N/A | Landslide | Peak Ground Deformation (cm) | 1
249 | L1.1b | Power plant | N/A | Landslide | Peak Ground Deformation (cm) | 1
250 | L1.1b | Power plant | N/A | Landslide | Peak Ground Deformation (cm) | 1
0 | L2.1 | Substation | N/A | Landslide | Peak Ground Deformation (cm) | 0
1 | L2.1 | Substation | N/A | Landslide | Peak Ground Deformation (cm) | 4.9164e-11
2 | L2.1 | Substation | N/A | Landslide | Peak Ground Deformation (cm) | 1.8556e-07
3 | L2.1 | Substation | N/A | Landslide | Peak Ground Deformation (cm) | 9.6745e-06
4 | L2.1 | Substation | N/A | Landslide | Peak Ground Deformation (cm) | 0.00010912
5 | L2.1 | Substation | N/A | Landslide | Peak Ground Deformation (cm) | 0.00057576
6 | L2.1 | Substation | N/A | Landslide | Peak Ground Deformation (cm) | 0.001951
7 | L2.1 | Substation | N/A | Landslide | Peak Ground Deformation (cm) | 0.0049733
8 | L2.1 | Substation | N/A | Landslide | Peak Ground Deformation (cm) | 0.010427
9 | L2.1 | Substation | N/A | Landslide | Peak Ground Deformation (cm) | 0.018991
10 | L2.1 | Substation | N/A | Landslide | Peak Ground Deformation (cm) | 0.031138
11 | L2.1 | Substation | N/A | Landslide | Peak Ground Deformation (cm) | 0.047094
12 | L2.1 | Substation | N/A | Landslide | Peak Ground Deformation (cm) | 0.066848
13 | L2.1 | Substation | N/A | Landslide | Peak Ground Deformation (cm) | 0.090188
14 | L2.1 | Substation | N/A | Landslide | Peak Ground Deformation (cm) | 0.11675
15 | L2.1 | Substation | N/A | Landslide | Peak Ground Deformation (cm) | 0.14608
16 | L2.1 | Substation | N/A | Landslide | Peak Ground Deformation (cm) | 0.17766
17 | L2.1 | Substation | N/A | Landslide | Peak Ground Deformation (cm) | 0.21097
18 | L2.1 | Substation | N/A | Landslide | Peak Ground Deformation (cm) | 0.24549
19 | L2.1 | Substation | N/A | Landslide | Peak Ground Deformation (cm) | 0.28075
20 | L2.1 | Substation | N/A | Landslide | Peak Ground Deformation (cm) | 0.31631
21 | L2.1 | Substation | N/A | Landslide | Peak Ground Deformation (cm) | 0.3518
22 | L2.1 | Substation | N/A | Landslide | Peak Ground Deformation (cm) | 0.3869
23 | L2.1 | Substation | N/A | Landslide | Peak Ground Deformation (cm) | 0.42132
24 | L2.1 | Substation | N/A | Landslide | Peak Ground Deformation (cm) | 0.45486
25 | L2.1 | Substation | N/A | Landslide | Peak Ground Deformation (cm) | 0.48734
26 | L2.1 | Substation | N/A | Landslide | Peak Ground Deformation (cm) | 0.51862
27 | L2.1 | Substation | N/A | Landslide | Peak Ground Deformation (cm) | 0.54862
28 | L2.1 | Substation | N/A | Landslide | Peak Ground Deformation (cm) | 0.57727
29 | L2.1 | Substation | N/A | Landslide | Peak Ground Deformation (cm) | 0.60453
30 | L2.1 | Substation | N/A | Landslide | Peak Ground Deformation (cm) | 0.63039
31 | L2.1 | Substation | N/A | Landslide | Peak Ground Deformation (cm) | 0.65486
32 | L2.1 | Substation | N/A | Landslide | Peak Ground Deformation (cm) | 0.67795
33 | L2.1 | Substation | N/A | Landslide | Peak Ground Deformation (cm) | 0.69969
34 | L2.1 | Substation | N/A | Landslide | Peak Ground Deformation (cm) | 0.72013
35 | L2.1 | Substation | N/A | Landslide | Peak Ground Deformation (cm) | 0.7393
36 | L2.1 | Substation | N/A | Landslide | Peak Ground Deformation (cm) | 0.75727
37 | L2.1 | Substation | N/A | Landslide | Peak Ground Deformation (cm) | 0.77408
38 | L2.1 | Substation | N/A | Landslide | Peak Ground Deformation (cm) | 0.78978
39 | L2.1 | Substation | N/A | Landslide | Peak Ground Deformation (cm) | 0.80445
40 | L2.1 | Substation | N/A | Landslide | Peak Ground Deformation (cm) | 0.81813
41 | L2.1 | Substation | N/A | Landslide | Peak Ground Deformation (cm) | 0.83088
42 | L2.1 | Substation | N/A | Landslide | Peak Ground Deformation (cm) | 0.84275
43 | L2.1 | Substation | N/A | Landslide | Peak Ground Deformation (cm) | 0.85381
44 | L2.1 | Substation | N/A | Landslide | Peak Ground Deformation (cm) | 0.86409
45 | L2.1 | Substation | N/A | Landslide | Peak Ground Deformation (cm) | 0.87365
46 | L2.1 | Substation | N/A | Landslide | Peak Ground Deformation (cm) | 0.88254
47 | L2.1 | Substation | N/A | Landslide | Peak Ground Deformation (cm) | 0.8908
48 | L2.1 | Substation | N/A | Landslide | Peak Ground Deformation (cm) | 0.89847
49 | L2.1 | Substation | N/A | Landslide | Peak Ground Deformation (cm) | 0.9056
50 | L2.1 | Substation | N/A | Landslide | Peak Ground Deformation (cm) | 0.91222
51 | L2.1 | Substation | N/A | Landslide | Peak Ground Deformation (cm) | 0.91836
52 | L2.1 | Substation | N/A | Landslide | Peak Ground Deformation (cm) | 0.92407
53 | L2.1 | Substation | N/A | Landslide | Peak Ground Deformation (cm) | 0.92937
54 | L2.1 | Substation | N/A | Landslide | Peak Ground Deformation (cm) | 0.93428
55 | L2.1 | Substation | N/A | Landslide | Peak Ground Deformation (cm) | 0.93885
56 | L2.1 | Substation | N/A | Landslide | Peak Ground Deformation (cm) | 0.94308
57 | L2.1 | Substation | N/A | Landslide | Peak Ground Deformation (cm) | 0.94702
58 | L2.1 | Substation | N/A | Landslide | Peak Ground Deformation (cm) | 0.95067
59 | L2.1 | Substation | N/A | Landslide | Peak Ground Deformation (cm) | 0.95406
60 | L2.1 | Substation | N/A | Landslide | Peak Ground Deformation (cm) | 0.95721
61 | L2.1 | Substation | N/A | Landslide | Peak Ground Deformation (cm) | 0.96013
62 | L2.1 | Substation | N/A | Landslide | Peak Ground Deformation (cm) | 0.96285
63 | L2.1 | Substation | N/A | Landslide | Peak Ground Deformation (cm) | 0.96537
64 | L2.1 | Substation | N/A | Landslide | Peak Ground Deformation (cm) | 0.96772
65 | L2.1 | Substation | N/A | Landslide | Peak Ground Deformation (cm) | 0.9699
66 | L2.1 | Substation | N/A | Landslide | Peak Ground Deformation (cm) | 0.97192
67 | L2.1 | Substation | N/A | Landslide | Peak Ground Deformation (cm) | 0.9738
68 | L2.1 | Substation | N/A | Landslide | Peak Ground Deformation (cm) | 0.97555
69 | L2.1 | Substation | N/A | Landslide | Peak Ground Deformation (cm) | 0.97718
70 | L2.1 | Substation | N/A | Landslide | Peak Ground Deformation (cm) | 0.97869
71 | L2.1 | Substation | N/A | Landslide | Peak Ground Deformation (cm) | 0.9801
72 | L2.1 | Substation | N/A | Landslide | Peak Ground Deformation (cm) | 0.98141
73 | L2.1 | Substation | N/A | Landslide | Peak Ground Deformation (cm) | 0.98263
74 | L2.1 | Substation | N/A | Landslide | Peak Ground Deformation (cm) | 0.98377
75 | L2.1 | Substation | N/A | Landslide | Peak Ground Deformation (cm) | 0.98482
76 | L2.1 | Substation | N/A | Landslide | Peak Ground Deformation (cm) | 0.98581
77 | L2.1 | Substation | N/A | Landslide | Peak Ground Deformation (cm) | 0.98673
78 | L2.1 | Substation | N/A | Landslide | Peak Ground Deformation (cm) | 0.98758
79 | L2.1 | Substation | N/A | Landslide | Peak Ground Deformation (cm) | 0.98838
80 | L2.1 | Substation | N/A | Landslide | Peak Ground Deformation (cm) | 0.98912
81 | L2.1 | Substation | N/A | Landslide | Peak Ground Deformation (cm) | 0.98981
82 | L2.1 | Substation | N/A | Landslide | Peak Ground Deformation (cm) | 0.99046
83 | L2.1 | Substation | N/A | Landslide | Peak Ground Deformation (cm) | 0.99106
84 | L2.1 | Substation | N/A | Landslide | Peak Ground Deformation (cm) | 0.99162
85 | L2.1 | Substation | N/A | Landslide | Peak Ground Deformation (cm) | 0.99215
86 | L2.1 | Substation | N/A | Landslide | Peak Ground Deformation (cm) | 0.99264
87 | L2.1 | Substation | N/A | Landslide | Peak Ground Deformation (cm) | 0.9931
88 | L2.1 | Substation | N/A | Landslide | Peak Ground Deformation (cm) | 0.99353
89 | L2.1 | Substation | N/A | Landslide | Peak Ground Deformation (cm) | 0.99393
90 | L2.1 | Substation | N/A | Landslide | Peak Ground Deformation (cm) | 0.9943
91 | L2.1 | Substation | N/A | Landslide | Peak Ground Deformation (cm) | 0.99465
92 | L2.1 | Substation | N/A | Landslide | Peak Ground Deformation (cm) | 0.99497
93 | L2.1 | Substation | N/A | Landslide | Peak Ground Deformation (cm) | 0.99528
94 | L2.1 | Substation | N/A | Landslide | Peak Ground Deformation (cm) | 0.99557
95 | L2.1 | Substation | N/A | Landslide | Peak Ground Deformation (cm) | 0.99583
96 | L2.1 | Substation | N/A | Landslide | Peak Ground Deformation (cm) | 0.99608
97 | L2.1 | Substation | N/A | Landslide | Peak Ground Deformation (cm) | 0.99632
98 | L2.1 | Substation | N/A | Landslide | Peak Ground Deformation (cm) | 0.99654
99 | L2.1 | Substation | N/A | Landslide | Peak Ground Deformation (cm) | 0.99674
100 | L2.1 | Substation | N/A | Landslide | Peak Ground Deformation (cm) | 0.99694
101 | L2.1 | Substation | N/A | Landslide | Peak Ground Deformation (cm) | 0.99712
102 | L2.1 | Substation | N/A | Landslide | Peak Ground Deformation (cm) | 0.99729
103 | L2.1 | Substation | N/A | Landslide | Peak Ground Deformation (cm) | 0.99744
104 | L2.1 | Substation | N/A | Landslide | Peak Ground Deformation (cm) | 0.99759
105 | L2.1 | Substation | N/A | Landslide | Peak Ground Deformation (cm) | 0.99773
106 | L2.1 | Substation | N/A | Landslide | Peak Ground Deformation (cm) | 0.99786
107 | L2.1 | Substation | N/A | Landslide | Peak Ground Deformation (cm) | 0.99799
108 | L2.1 | Substation | N/A | Landslide | Peak Ground Deformation (cm) | 0.9981
109 | L2.1 | Substation | N/A | Landslide | Peak Ground Deformation (cm) | 0.99821
110 | L2.1 | Substation | N/A | Landslide | Peak Ground Deformation (cm) | 0.99831
111 | L2.1 | Substation | N/A | Landslide | Peak Ground Deformation (cm) | 0.99841
112 | L2.1 | Substation | N/A | Landslide | Peak Ground Deformation (cm) | 0.9985
113 | L2.1 | Substation | N/A | Landslide | Peak Ground Deformation (cm) | 0.99858
114 | L2.1 | Substation | N/A | Landslide | Peak Ground Deformation (cm) | 0.99866
115 | L2.1 | Substation | N/A | Landslide | Peak Ground Deformation (cm) | 0.99874
116 | L2.1 | Substation | N/A | Landslide | Peak Ground Deformation (cm) | 0.99881
117 | L2.1 | Substation | N/A | Landslide | Peak Ground Deformation (cm) | 0.99887
118 | L2.1 | Substation | N/A | Landslide | Peak Ground Deformation (cm) | 0.99894
119 | L2.1 | Substation | N/A | Landslide | Peak Ground Deformation (cm) | 0.99899
120 | L2.1 | Substation | N/A | Landslide | Peak Ground Deformation (cm) | 0.99905
121 | L2.1 | Substation | N/A | Landslide | Peak Ground Deformation (cm) | 0.9991
122 | L2.1 | Substation | N/A | Landslide | Peak Ground Deformation (cm) | 0.99915
123 | L2.1 | Substation | N/A | Landslide | Peak Ground Deformation (cm) | 0.9992
124 | L2.1 | Substation | N/A | Landslide | Peak Ground Deformation (cm) | 0.99924
125 | L2.1 | Substation | N/A | Landslide | Peak Ground Deformation (cm) | 0.99928
126 | L2.1 | Substation | N/A | Landslide | Peak Ground Deformation (cm) | 0.99932
127 | L2.1 | Substation | N/A | Landslide | Peak Ground Deformation (cm) | 0.99936
128 | L2.1 | Substation | N/A | Landslide | Peak Ground Deformation (cm) | 0.99939
129 | L2.1 | Substation | N/A | Landslide | Peak Ground Deformation (cm) | 0.99942
130 | L2.1 | Substation | N/A | Landslide | Peak Ground Deformation (cm) | 0.99945
131 | L2.1 | Substation | N/A | Landslide | Peak Ground Deformation (cm) | 0.99948
132 | L2.1 | Substation | N/A | Landslide | Peak Ground Deformation (cm) | 0.99951
133 | L2.1 | Substation | N/A | Landslide | Peak Ground Deformation (cm) | 0.99954
134 | L2.1 | Substation | N/A | Landslide | Peak Ground Deformation (cm) | 0.99956
135 | L2.1 | Substation | N/A | Landslide | Peak Ground Deformation (cm) | 0.99958
136 | L2.1 | Substation | N/A | Landslide | Peak Ground Deformation (cm) | 0.9996
137 | L2.1 | Substation | N/A | Landslide | Peak Ground Deformation (cm) | 0.99962
138 | L2.1 | Substation | N/A | Landslide | Peak Ground Deformation (cm) | 0.99964
139 | L2.1 | Substation | N/A | Landslide | Peak Ground Deformation (cm) | 0.99966
140 | L2.1 | Substation | N/A | Landslide | Peak Ground Deformation (cm) | 0.99968
141 | L2.1 | Substation | N/A | Landslide | Peak Ground Deformation (cm) | 0.9997
142 | L2.1 | Substation | N/A | Landslide | Peak Ground Deformation (cm) | 0.99971
143 | L2.1 | Substation | N/A | Landslide | Peak Ground Deformation (cm) | 0.99973
144 | L2.1 | Substation | N/A | Landslide | Peak Ground Deformation (cm) | 0.99974
145 | L2.1 | Substation | N/A | Landslide | Peak Ground Deformation (cm) | 0.99975
146 | L2.1 | Substation | N/A | Landslide | Peak Ground Deformation (cm) | 0.99977
147 | L2.1 | Substation | N/A | Landslide | Peak Ground Deformation (cm) | 0.99978
148 | L2.1 | Substation | N/A | Landslide | Peak Ground Deformation (cm) | 0.99979
149 | L2.1 | Substation | N/A | Landslide | Peak Ground Deformation (cm) | 0.9998
150 | L2.1 | Substation | N/A | Landslide | Peak Ground Deformation (cm) | 0.99981
151 | L2.1 | Substation | N/A | Landslide | Peak Ground Deformation (cm) | 0.99982
152 | L2.1 | Substation | N/A | Landslide | Peak Ground Deformation (cm) | 0.99983
153 | L2.1 | Substation | N/A | Landslide | Peak Ground Deformation (cm) | 0.99984
154 | L2.1 | Substation | N/A | Landslide | Peak Ground Deformation (cm) | 0.99984
155 | L2.1 | Substation | N/A | Landslide | Peak Ground Deformation (cm) | 0.99985
156 | L2.1 | Substation | N/A | Landslide | Peak Ground Deformation (cm) | 0.99986
157 | L2.1 | Substation | N/A | Landslide | Peak Ground Deformation (cm) | 0.99987
158 | L2.1 | Substation | N/A | Landslide | Peak Ground Deformation (cm) | 0.99987
159 | L2.1 | Substation | N/A | Landslide | Peak Ground Deformation (cm) | 0.99988
160 | L2.1 | Substation | N/A | Landslide | Peak Ground Deformation (cm) | 0.99988
161 | L2.1 | Substation | N/A | Landslide | Peak Ground Deformation (cm) | 0.99989
162 | L2.1 | Substation | N/A | Landslide | Peak Ground Deformation (cm) | 0.99989
163 | L2.1 | Substation | N/A | Landslide | Peak Ground Deformation (cm) | 0.9999
164 | L2.1 | Substation | N/A | Landslide | Peak Ground Deformation (cm) | 0.9999
165 | L2.1 | Substation | N/A | Landslide | Peak Ground Deformation (cm) | 0.99991
166 | L2.1 | Substation | N/A | Landslide | Peak Ground Deformation (cm) | 0.99991
167 | L2.1 | Substation | N/A | Landslide | Peak Ground Deformation (cm) | 0.99992
168 | L2.1 | Substation | N/A | Landslide | Peak Ground Deformation (cm) | 0.99992
169 | L2.1 | Substation | N/A | Landslide | Peak Ground Deformation (cm) | 0.99992
170 | L2.1 | Substation | N/A | Landslide | Peak Ground Deformation (cm) | 0.99993
171 | L2.1 | Substation | N/A | Landslide | Peak Ground Deformation (cm) | 0.99993
172 | L2.1 | Substation | N/A | Landslide | Peak Ground Deformation (cm) | 0.99993
173 | L2.1 | Substation | N/A | Landslide | Peak Ground Deformation (cm) | 0.99994
174 | L2.1 | Substation | N/A | Landslide | Peak Ground Deformation (cm) | 0.99994
175 | L2.1 | Substation | N/A | Landslide | Peak Ground Deformation (cm) | 0.99994
176 | L2.1 | Substation | N/A | Landslide | Peak Ground Deformation (cm) | 0.99995
177 | L2.1 | Substation | N/A | Landslide | Peak Ground Deformation (cm) | 0.99995
178 | L2.1 | Substation | N/A | Landslide | Peak Ground Deformation (cm) | 0.99995
179 | L2.1 | Substation | N/A | Landslide | Peak Ground Deformation (cm) | 0.99995
180 | L2.1 | Substation | N/A | Landslide | Peak Ground Deformation (cm) | 0.99996
181 | L2.1 | Substation | N/A | Landslide | Peak Ground Deformation (cm) | 0.99996
182 | L2.1 | Substation | N/A | Landslide | Peak Ground Deformation (cm) | 0.99996
183 | L2.1 | Substation | N/A | Landslide | Peak Ground Deformation (cm) | 0.99996
184 | L2.1 | Substation | N/A | Landslide | Peak Ground Deformation (cm) | 0.99996
185 | L2.1 | Substation | N/A | Landslide | Peak Ground Deformation (cm) | 0.99996
186 | L2.1 | Substation | N/A | Landslide | Peak Ground Deformation (cm) | 0.99997
187 | L2.1 | Substation | N/A | Landslide | Peak Ground Deformation (cm) | 0.99997
188 | L2.1 | Substation | N/A | Landslide | Peak Ground Deformation (cm) | 0.99997
189 | L2.1 | Substation | N/A | Landslide | Peak Ground Deformation (cm) | 0.99997
190 | L2.1 | Substation | N/A | Landslide | Peak Ground Deformation (cm) | 0.99997
191 | L2.1 | Substation | N/A | Landslide | Peak Ground Deformation (cm) | 0.99997
192 | L2.1 | Substation | N/A | Landslide | Peak Ground Deformation (cm) | 0.99997
193 | L2.1 | Substation | N/A | Landslide | Peak Ground Deformation (cm) | 0.99998
194 | L2.1 | Substation | N/A | Landslide | Peak Ground Deformation (cm) | 0.99998
195 | L2.1 | Substation | N/A | Landslide | Peak Ground Deformation (cm) | 0.99998
196 | L2.1 | Substation | N/A | Landslide | Peak Ground Deformation (cm) | 0.99998
197 | L2.1 | Substation | N/A | Landslide | Peak Ground Deformation (cm) | 0.99998
198 | L2.1 | Substation | N/A | Landslide | Peak Ground Deformation (cm) | 0.99998
199 | L2.1 | Substation | N/A | Landslide | Peak Ground Deformation (cm) | 0.99998
200 | L2.1 | Substation | N/A | Landslide | Peak Ground Deformation (cm) | 0.99998
201 | L2.1 | Substation | N/A | Landslide | Peak Ground Deformation (cm) | 0.99998
202 | L2.1 | Substation | N/A | Landslide | Peak Ground Deformation (cm) | 0.99998
203 | L2.1 | Substation | N/A | Landslide | Peak Ground Deformation (cm) | 0.99998
204 | L2.1 | Substation | N/A | Landslide | Peak Ground Deformation (cm) | 0.99998
205 | L2.1 | Substation | N/A | Landslide | Peak Ground Deformation (cm) | 0.99999
206 | L2.1 | Substation | N/A | Landslide | Peak Ground Deformation (cm) | 0.99999
207 | L2.1 | Substation | N/A | Landslide | Peak Ground Deformation (cm) | 0.99999
208 | L2.1 | Substation | N/A | Landslide | Peak Ground Deformation (cm) | 0.99999
209 | L2.1 | Substation | N/A | Landslide | Peak Ground Deformation (cm) | 0.99999
210 | L2.1 | Substation | N/A | Landslide | Peak Ground Deformation (cm) | 0.99999
211 | L2.1 | Substation | N/A | Landslide | Peak Ground Deformation (cm) | 0.99999
212 | L2.1 | Substation | N/A | Landslide | Peak Ground Deformation (cm) | 0.99999
213 | L2.1 | Substation | N/A | Landslide | Peak Ground Deformation (cm) | 0.99999
214 | L2.1 | Substation | N/A | Landslide | Peak Ground Deformation (cm) | 0.99999
215 | L2.1 | Substation | N/A | Landslide | Peak Ground Deformation (cm) | 0.99999
216 | L2.1 | Substation | N/A | Landslide | Peak Ground Deformation (cm) | 0.99999
217 | L2.1 | Substation | N/A | Landslide | Peak Ground Deformation (cm) | 0.99999
218 | L2.1 | Substation | N/A | Landslide | Peak Ground Deformation (cm) | 0.99999
219 | L2.1 | Substation | N/A | Landslide | Peak Ground Deformation (cm) | 0.99999
220 | L2.1 | Substation | N/A | Landslide | Peak Ground Deformation (cm) | 0.99999
221 | L2.1 | Substation | N/A | Landslide | Peak Ground Deformation (cm) | 0.99999
222 | L2.1 | Substation | N/A | Landslide | Peak Ground Deformation (cm) | 0.99999
223 | L2.1 | Substation | N/A | Landslide | Peak Ground Deformation (cm) | 0.99999
224 | L2.1 | Substation | N/A | Landslide | Peak Ground Deformation (cm) | 0.99999
225 | L2.1 | Substation | N/A | Landslide | Peak Ground Deformation (cm) | 0.99999
226 | L2.1 | Substation | N/A | Landslide | Peak Ground Deformation (cm) | 0.99999
227 | L2.1 | Substation | N/A | Landslide | Peak Ground Deformation (cm) | 0.99999
228 | L2.1 | Substation | N/A | Landslide | Peak Ground Deformation (cm) | 0.99999
229 | L2.1 | Substation | N/A | Landslide | Peak Ground Deformation (cm) | 0.99999
230 | L2.1 | Substation | N/A | Landslide | Peak Ground Deformation (cm) | 0.99999
231 | L2.1 | Substation | N/A | Landslide | Peak Ground Deformation (cm) | 0.99999
232 | L2.1 | Substation | N/A | Landslide | Peak Ground Deformation (cm) | 1
233 | L2.1 | Substation | N/A | Landslide | Peak Ground Deformation (cm) | 1
234 | L2.1 | Substation | N/A | Landslide | Peak Ground Deformation (cm) | 1
235 | L2.1 | Substation | N/A | Landslide | Peak Ground Deformation (cm) | 1
236 | L2.1 | Substation | N/A | Landslide | Peak Ground Deformation (cm) | 1
237 | L2.1 | Substation | N/A | Landslide | Peak Ground Deformation (cm) | 1
238 | L2.1 | Substation | N/A | Landslide | Peak Ground Deformation (cm) | 1
239 | L2.1 | Substation | N/A | Landslide | Peak Ground Deformation (cm) | 1
240 | L2.1 | Substation | N/A | Landslide | Peak Ground Deformation (cm) | 1
241 | L2.1 | Substation | N/A | Landslide | Peak Ground Deformation (cm) | 1
242 | L2.1 | Substation | N/A | Landslide | Peak Ground Deformation (cm) | 1
243 | L2.1 | Substation | N/A | Landslide | Peak Ground Deformation (cm) | 1
244 | L2.1 | Substation | N/A | Landslide | Peak Ground Deformation (cm) | 1
245 | L2.1 | Substation | N/A | Landslide | Peak Ground Deformation (cm) | 1
246 | L2.1 | Substation | N/A | Landslide | Peak Ground Deformation (cm) | 1
247 | L2.1 | Substation | N/A | Landslide | Peak Ground Deformation (cm) | 1
248 | L2.1 | Substation | N/A | Landslide | Peak Ground Deformation (cm) | 1
249 | L2.1 | Substation | N/A | Landslide | Peak Ground Deformation (cm) | 1
250 | L2.1 | Substation | N/A | Landslide | Peak Ground Deformation (cm) | 1
0 | L2.1a | Substation | N/A | Landslide | Peak Ground Deformation (cm) | 0
1 | L2.1a | Substation | N/A | Landslide | Peak Ground Deformation (cm) | 3.9332e-11
2 | L2.1a | Substation | N/A | Landslide | Peak Ground Deformation (cm) | 1.4845e-07
3 | L2.1a | Substation | N/A | Landslide | Peak Ground Deformation (cm) | 7.7396e-06
4 | L2.1a | Substation | N/A | Landslide | Peak Ground Deformation (cm) | 8.7296e-05
5 | L2.1a | Substation | N/A | Landslide | Peak Ground Deformation (cm) | 0.00046061
6 | L2.1a | Substation | N/A | Landslide | Peak Ground Deformation (cm) | 0.0015608
7 | L2.1a | Substation | N/A | Landslide | Peak Ground Deformation (cm) | 0.0039787
8 | L2.1a | Substation | N/A | Landslide | Peak Ground Deformation (cm) | 0.0083416
9 | L2.1a | Substation | N/A | Landslide | Peak Ground Deformation (cm) | 0.015193
10 | L2.1a | Substation | N/A | Landslide | Peak Ground Deformation (cm) | 0.02491
11 | L2.1a | Substation | N/A | Landslide | Peak Ground Deformation (cm) | 0.037675
12 | L2.1a | Substation | N/A | Landslide | Peak Ground Deformation (cm) | 0.053478
13 | L2.1a | Substation | N/A | Landslide | Peak Ground Deformation (cm) | 0.07215
14 | L2.1a | Substation | N/A | Landslide | Peak Ground Deformation (cm) | 0.093401
15 | L2.1a | Substation | N/A | Landslide | Peak Ground Deformation (cm) | 0.11686
16 | L2.1a | Substation | N/A | Landslide | Peak Ground Deformation (cm) | 0.14213
17 | L2.1a | Substation | N/A | Landslide | Peak Ground Deformation (cm) | 0.16877
18 | L2.1a | Substation | N/A | Landslide | Peak Ground Deformation (cm) | 0.19639
19 | L2.1a | Substation | N/A | Landslide | Peak Ground Deformation (cm) | 0.2246
20 | L2.1a | Substation | N/A | Landslide | Peak Ground Deformation (cm) | 0.25305
21 | L2.1a | Substation | N/A | Landslide | Peak Ground Deformation (cm) | 0.28144
22 | L2.1a | Substation | N/A | Landslide | Peak Ground Deformation (cm) | 0.30952
23 | L2.1a | Substation | N/A | Landslide | Peak Ground Deformation (cm) | 0.33706
24 | L2.1a | Substation | N/A | Landslide | Peak Ground Deformation (cm) | 0.36389
25 | L2.1a | Substation | N/A | Landslide | Peak Ground Deformation (cm) | 0.38987
26 | L2.1a | Substation | N/A | Landslide | Peak Ground Deformation (cm) | 0.4149
27 | L2.1a | Substation | N/A | Landslide | Peak Ground Deformation (cm) | 0.4389
28 | L2.1a | Substation | N/A | Landslide | Peak Ground Deformation (cm) | 0.46181
29 | L2.1a | Substation | N/A | Landslide | Peak Ground Deformation (cm) | 0.48362
30 | L2.1a | Substation | N/A | Landslide | Peak Ground Deformation (cm) | 0.50432
31 | L2.1a | Substation | N/A | Landslide | Peak Ground Deformation (cm) | 0.52389
32 | L2.1a | Substation | N/A | Landslide | Peak Ground Deformation (cm) | 0.54236
33 | L2.1a | Substation | N/A | Landslide | Peak Ground Deformation (cm) | 0.55975
34 | L2.1a | Substation | N/A | Landslide | Peak Ground Deformation (cm) | 0.5761
35 | L2.1a | Substation | N/A | Landslide | Peak Ground Deformation (cm) | 0.59144
36 | L2.1a | Substation | N/A | Landslide | Peak Ground Deformation (cm) | 0.60581
37 | L2.1a | Substation | N/A | Landslide | Peak Ground Deformation (cm) | 0.61926
38 | L2.1a | Substation | N/A | Landslide | Peak Ground Deformation (cm) | 0.63183
39 | L2.1a | Substation | N/A | Landslide | Peak Ground Deformation (cm) | 0.64356
40 | L2.1a | Substation | N/A | Landslide | Peak Ground Deformation (cm) | 0.6545
41 | L2.1a | Substation | N/A | Landslide | Peak Ground Deformation (cm) | 0.6647
42 | L2.1a | Substation | N/A | Landslide | Peak Ground Deformation (cm) | 0.6742
43 | L2.1a | Substation | N/A | Landslide | Peak Ground Deformation (cm) | 0.68305
44 | L2.1a | Substation | N/A | Landslide | Peak Ground Deformation (cm) | 0.69127
45 | L2.1a | Substation | N/A | Landslide | Peak Ground Deformation (cm) | 0.69892
46 | L2.1a | Substation | N/A | Landslide | Peak Ground Deformation (cm) | 0.70603
47 | L2.1a | Substation | N/A | Landslide | Peak Ground Deformation (cm) | 0.71264
48 | L2.1a | Substation | N/A | Landslide | Peak Ground Deformation (cm) | 0.71878
49 | L2.1a | Substation | N/A | Landslide | Peak Ground Deformation (cm) | 0.72448
50 | L2.1a | Substation | N/A | Landslide | Peak Ground Deformation (cm) | 0.72978
51 | L2.1a | Substation | N/A | Landslide | Peak Ground Deformation (cm) | 0.73469
52 | L2.1a | Substation | N/A | Landslide | Peak Ground Deformation (cm) | 0.73926
53 | L2.1a | Substation | N/A | Landslide | Peak Ground Deformation (cm) | 0.74349
54 | L2.1a | Substation | N/A | Landslide | Peak Ground Deformation (cm) | 0.74743
55 | L2.1a | Substation | N/A | Landslide | Peak Ground Deformation (cm) | 0.75108
56 | L2.1a | Substation | N/A | Landslide | Peak Ground Deformation (cm) | 0.75447
57 | L2.1a | Substation | N/A | Landslide | Peak Ground Deformation (cm) | 0.75761
58 | L2.1a | Substation | N/A | Landslide | Peak Ground Deformation (cm) | 0.76054
59 | L2.1a | Substation | N/A | Landslide | Peak Ground Deformation (cm) | 0.76325
60 | L2.1a | Substation | N/A | Landslide | Peak Ground Deformation (cm) | 0.76577
61 | L2.1a | Substation | N/A | Landslide | Peak Ground Deformation (cm) | 0.76811
62 | L2.1a | Substation | N/A | Landslide | Peak Ground Deformation (cm) | 0.77028
63 | L2.1a | Substation | N/A | Landslide | Peak Ground Deformation (cm) | 0.7723
64 | L2.1a | Substation | N/A | Landslide | Peak Ground Deformation (cm) | 0.77417
65 | L2.1a | Substation | N/A | Landslide | Peak Ground Deformation (cm) | 0.77592
66 | L2.1a | Substation | N/A | Landslide | Peak Ground Deformation (cm) | 0.77754
67 | L2.1a | Substation | N/A | Landslide | Peak Ground Deformation (cm) | 0.77904
68 | L2.1a | Substation | N/A | Landslide | Peak Ground Deformation (cm) | 0.78044
69 | L2.1a | Substation | N/A | Landslide | Peak Ground Deformation (cm) | 0.78174
70 | L2.1a | Substation | N/A | Landslide | Peak Ground Deformation (cm) | 0.78296
71 | L2.1a | Substation | N/A | Landslide | Peak Ground Deformation (cm) | 0.78408
72 | L2.1a | Substation | N/A | Landslide | Peak Ground Deformation (cm) | 0.78513
73 | L2.1a | Substation | N/A | Landslide | Peak Ground Deformation (cm) | 0.78611
74 | L2.1a | Substation | N/A | Landslide | Peak Ground Deformation (cm) | 0.78701
75 | L2.1a | Substation | N/A | Landslide | Peak Ground Deformation (cm) | 0.78786
76 | L2.1a | Substation | N/A | Landslide | Peak Ground Deformation (cm) | 0.78865
77 | L2.1a | Substation | N/A | Landslide | Peak Ground Deformation (cm) | 0.78938
78 | L2.1a | Substation | N/A | Landslide | Peak Ground Deformation (cm) | 0.79006
79 | L2.1a | Substation | N/A | Landslide | Peak Ground Deformation (cm) | 0.7907
80 | L2.1a | Substation | N/A | Landslide | Peak Ground Deformation (cm) | 0.7913
81 | L2.1a | Substation | N/A | Landslide | Peak Ground Deformation (cm) | 0.79185
82 | L2.1a | Substation | N/A | Landslide | Peak Ground Deformation (cm) | 0.79237
83 | L2.1a | Substation | N/A | Landslide | Peak Ground Deformation (cm) | 0.79285
84 | L2.1a | Substation | N/A | Landslide | Peak Ground Deformation (cm) | 0.7933
85 | L2.1a | Substation | N/A | Landslide | Peak Ground Deformation (cm) | 0.79372
86 | L2.1a | Substation | N/A | Landslide | Peak Ground Deformation (cm) | 0.79411
87 | L2.1a | Substation | N/A | Landslide | Peak Ground Deformation (cm) | 0.79448
88 | L2.1a | Substation | N/A | Landslide | Peak Ground Deformation (cm) | 0.79482
89 | L2.1a | Substation | N/A | Landslide | Peak Ground Deformation (cm) | 0.79514
90 | L2.1a | Substation | N/A | Landslide | Peak Ground Deformation (cm) | 0.79544
91 | L2.1a | Substation | N/A | Landslide | Peak Ground Deformation (cm) | 0.79572
92 | L2.1a | Substation | N/A | Landslide | Peak Ground Deformation (cm) | 0.79598
93 | L2.1a | Substation | N/A | Landslide | Peak Ground Deformation (cm) | 0.79622
94 | L2.1a | Substation | N/A | Landslide | Peak Ground Deformation (cm) | 0.79645
95 | L2.1a | Substation | N/A | Landslide | Peak Ground Deformation (cm) | 0.79667
96 | L2.1a | Substation | N/A | Landslide | Peak Ground Deformation (cm) | 0.79687
97 | L2.1a | Substation | N/A | Landslide | Peak Ground Deformation (cm) | 0.79705
98 | L2.1a | Substation | N/A | Landslide | Peak Ground Deformation (cm) | 0.79723
99 | L2.1a | Substation | N/A | Landslide | Peak Ground Deformation (cm) | 0.79739
100 | L2.1a | Substation | N/A | Landslide | Peak Ground Deformation (cm) | 0.79755
101 | L2.1a | Substation | N/A | Landslide | Peak Ground Deformation (cm) | 0.79769
102 | L2.1a | Substation | N/A | Landslide | Peak Ground Deformation (cm) | 0.79783
103 | L2.1a | Substation | N/A | Landslide | Peak Ground Deformation (cm) | 0.79796
104 | L2.1a | Substation | N/A | Landslide | Peak Ground Deformation (cm) | 0.79807
105 | L2.1a | Substation | N/A | Landslide | Peak Ground Deformation (cm) | 0.79819
106 | L2.1a | Substation | N/A | Landslide | Peak Ground Deformation (cm) | 0.79829
107 | L2.1a | Substation | N/A | Landslide | Peak Ground Deformation (cm) | 0.79839
108 | L2.1a | Substation | N/A | Landslide | Peak Ground Deformation (cm) | 0.79848
109 | L2.1a | Substation | N/A | Landslide | Peak Ground Deformation (cm) | 0.79857
110 | L2.1a | Substation | N/A | Landslide | Peak Ground Deformation (cm) | 0.79865
111 | L2.1a | Substation | N/A | Landslide | Peak Ground Deformation (cm) | 0.79873
112 | L2.1a | Substation | N/A | Landslide | Peak Ground Deformation (cm) | 0.7988
113 | L2.1a | Substation | N/A | Landslide | Peak Ground Deformation (cm) | 0.79887
114 | L2.1a | Substation | N/A | Landslide | Peak Ground Deformation (cm) | 0.79893
115 | L2.1a | Substation | N/A | Landslide | Peak Ground Deformation (cm) | 0.79899
116 | L2.1a | Substation | N/A | Landslide | Peak Ground Deformation (cm) | 0.79905
117 | L2.1a | Substation | N/A | Landslide | Peak Ground Deformation (cm) | 0.7991
118 | L2.1a | Substation | N/A | Landslide | Peak Ground Deformation (cm) | 0.79915
119 | L2.1a | Substation | N/A | Landslide | Peak Ground Deformation (cm) | 0.7992
120 | L2.1a | Substation | N/A | Landslide | Peak Ground Deformation (cm) | 0.79924
121 | L2.1a | Substation | N/A | Landslide | Peak Ground Deformation (cm) | 0.79928
122 | L2.1a | Substation | N/A | Landslide | Peak Ground Deformation (cm) | 0.79932
123 | L2.1a | Substation | N/A | Landslide | Peak Ground Deformation (cm) | 0.79936
124 | L2.1a | Substation | N/A | Landslide | Peak Ground Deformation (cm) | 0.79939
125 | L2.1a | Substation | N/A | Landslide | Peak Ground Deformation (cm) | 0.79943
126 | L2.1a | Substation | N/A | Landslide | Peak Ground Deformation (cm) | 0.79946
127 | L2.1a | Substation | N/A | Landslide | Peak Ground Deformation (cm) | 0.79949
128 | L2.1a | Substation | N/A | Landslide | Peak Ground Deformation (cm) | 0.79951
129 | L2.1a | Substation | N/A | Landslide | Peak Ground Deformation (cm) | 0.79954
130 | L2.1a | Substation | N/A | Landslide | Peak Ground Deformation (cm) | 0.79956
131 | L2.1a | Substation | N/A | Landslide | Peak Ground Deformation (cm) | 0.79959
132 | L2.1a | Substation | N/A | Landslide | Peak Ground Deformation (cm) | 0.79961
133 | L2.1a | Substation | N/A | Landslide | Peak Ground Deformation (cm) | 0.79963
134 | L2.1a | Substation | N/A | Landslide | Peak Ground Deformation (cm) | 0.79965
135 | L2.1a | Substation | N/A | Landslide | Peak Ground Deformation (cm) | 0.79967
136 | L2.1a | Substation | N/A | Landslide | Peak Ground Deformation (cm) | 0.79968
137 | L2.1a | Substation | N/A | Landslide | Peak Ground Deformation (cm) | 0.7997
138 | L2.1a | Substation | N/A | Landslide | Peak Ground Deformation (cm) | 0.79972
139 | L2.1a | Substation | N/A | Landslide | Peak Ground Deformation (cm) | 0.79973
140 | L2.1a | Substation | N/A | Landslide | Peak Ground Deformation (cm) | 0.79974
141 | L2.1a | Substation | N/A | Landslide | Peak Ground Deformation (cm) | 0.79976
142 | L2.1a | Substation | N/A | Landslide | Peak Ground Deformation (cm) | 0.79977
143 | L2.1a | Substation | N/A | Landslide | Peak Ground Deformation (cm) | 0.79978
144 | L2.1a | Substation | N/A | Landslide | Peak Ground Deformation (cm) | 0.79979
145 | L2.1a | Substation | N/A | Landslide | Peak Ground Deformation (cm) | 0.7998
146 | L2.1a | Substation | N/A | Landslide | Peak Ground Deformation (cm) | 0.79981
147 | L2.1a | Substation | N/A | Landslide | Peak Ground Deformation (cm) | 0.79982
148 | L2.1a | Substation | N/A | Landslide | Peak Ground Deformation (cm) | 0.79983
149 | L2.1a | Substation | N/A | Landslide | Peak Ground Deformation (cm) | 0.79984
150 | L2.1a | Substation | N/A | Landslide | Peak Ground Deformation (cm) | 0.79985
151 | L2.1a | Substation | N/A | Landslide | Peak Ground Deformation (cm) | 0.79985
152 | L2.1a | Substation | N/A | Landslide | Peak Ground Deformation (cm) | 0.79986
153 | L2.1a | Substation | N/A | Landslide | Peak Ground Deformation (cm) | 0.79987
154 | L2.1a | Substation | N/A | Landslide | Peak Ground Deformation (cm) | 0.79987
155 | L2.1a | Substation | N/A | Landslide | Peak Ground Deformation (cm) | 0.79988
156 | L2.1a | Substation | N/A | Landslide | Peak Ground Deformation (cm) | 0.79989
157 | L2.1a | Substation | N/A | Landslide | Peak Ground Deformation (cm) | 0.79989
158 | L2.1a | Substation | N/A | Landslide | Peak Ground Deformation (cm) | 0.7999
159 | L2.1a | Substation | N/A | Landslide | Peak Ground Deformation (cm) | 0.7999
160 | L2.1a | Substation | N/A | Landslide | Peak Ground Deformation (cm) | 0.79991
161 | L2.1a | Substation | N/A | Landslide | Peak Ground Deformation (cm) | 0.79991
162 | L2.1a | Substation | N/A | Landslide | Peak Ground Deformation (cm) | 0.79992
163 | L2.1a | Substation | N/A | Landslide | Peak Ground Deformation (cm) | 0.79992
164 | L2.1a | Substation | N/A | Landslide | Peak Ground Deformation (cm) | 0.79992
165 | L2.1a | Substation | N/A | Landslide | Peak Ground Deformation (cm) | 0.79993
166 | L2.1a | Substation | N/A | Landslide | Peak Ground Deformation (cm) | 0.79993
167 | L2.1a | Substation | N/A | Landslide | Peak Ground Deformation (cm) | 0.79993
168 | L2.1a | Substation | N/A | Landslide | Peak Ground Deformation (cm) | 0.79994
169 | L2.1a | Substation | N/A | Landslide | Peak Ground Deformation (cm) | 0.79994
170 | L2.1a | Substation | N/A | Landslide | Peak Ground Deformation (cm) | 0.79994
171 | L2.1a | Substation | N/A | Landslide | Peak Ground Deformation (cm) | 0.79995
172 | L2.1a | Substation | N/A | Landslide | Peak Ground Deformation (cm) | 0.79995
173 | L2.1a | Substation | N/A | Landslide | Peak Ground Deformation (cm) | 0.79995
174 | L2.1a | Substation | N/A | Landslide | Peak Ground Deformation (cm) | 0.79995
175 | L2.1a | Substation | N/A | Landslide | Peak Ground Deformation (cm) | 0.79995
176 | L2.1a | Substation | N/A | Landslide | Peak Ground Deformation (cm) | 0.79996
177 | L2.1a | Substation | N/A | Landslide | Peak Ground Deformation (cm) | 0.79996
178 | L2.1a | Substation | N/A | Landslide | Peak Ground Deformation (cm) | 0.79996
179 | L2.1a | Substation | N/A | Landslide | Peak Ground Deformation (cm) | 0.79996
180 | L2.1a | Substation | N/A | Landslide | Peak Ground Deformation (cm) | 0.79996
181 | L2.1a | Substation | N/A | Landslide | Peak Ground Deformation (cm) | 0.79997
182 | L2.1a | Substation | N/A | Landslide | Peak Ground Deformation (cm) | 0.79997
183 | L2.1a | Substation | N/A | Landslide | Peak Ground Deformation (cm) | 0.79997
184 | L2.1a | Substation | N/A | Landslide | Peak Ground Deformation (cm) | 0.79997
185 | L2.1a | Substation | N/A | Landslide | Peak Ground Deformation (cm) | 0.79997
186 | L2.1a | Substation | N/A | Landslide | Peak Ground Deformation (cm) | 0.79997
187 | L2.1a | Substation | N/A | Landslide | Peak Ground Deformation (cm) | 0.79997
188 | L2.1a | Substation | N/A | Landslide | Peak Ground Deformation (cm) | 0.79998
189 | L2.1a | Substation | N/A | Landslide | Peak Ground Deformation (cm) | 0.79998
190 | L2.1a | Substation | N/A | Landslide | Peak Ground Deformation (cm) | 0.79998
191 | L2.1a | Substation | N/A | Landslide | Peak Ground Deformation (cm) | 0.79998
192 | L2.1a | Substation | N/A | Landslide | Peak Ground Deformation (cm) | 0.79998
193 | L2.1a | Substation | N/A | Landslide | Peak Ground Deformation (cm) | 0.79998
194 | L2.1a | Substation | N/A | Landslide | Peak Ground Deformation (cm) | 0.79998
195 | L2.1a | Substation | N/A | Landslide | Peak Ground Deformation (cm) | 0.79998
196 | L2.1a | Substation | N/A | Landslide | Peak Ground Deformation (cm) | 0.79998
197 | L2.1a | Substation | N/A | Landslide | Peak Ground Deformation (cm) | 0.79998
198 | L2.1a | Substation | N/A | Landslide | Peak Ground Deformation (cm) | 0.79998
199 | L2.1a | Substation | N/A | Landslide | Peak Ground Deformation (cm) | 0.79998
200 | L2.1a | Substation | N/A | Landslide | Peak Ground Deformation (cm) | 0.79999
201 | L2.1a | Substation | N/A | Landslide | Peak Ground Deformation (cm) | 0.79999
202 | L2.1a | Substation | N/A | Landslide | Peak Ground Deformation (cm) | 0.79999
203 | L2.1a | Substation | N/A | Landslide | Peak Ground Deformation (cm) | 0.79999
204 | L2.1a | Substation | N/A | Landslide | Peak Ground Deformation (cm) | 0.79999
205 | L2.1a | Substation | N/A | Landslide | Peak Ground Deformation (cm) | 0.79999
206 | L2.1a | Substation | N/A | Landslide | Peak Ground Deformation (cm) | 0.79999
207 | L2.1a | Substation | N/A | Landslide | Peak Ground Deformation (cm) | 0.79999
208 | L2.1a | Substation | N/A | Landslide | Peak Ground Deformation (cm) | 0.79999
209 | L2.1a | Substation | N/A | Landslide | Peak Ground Deformation (cm) | 0.79999
210 | L2.1a | Substation | N/A | Landslide | Peak Ground Deformation (cm) | 0.79999
211 | L2.1a | Substation | N/A | Landslide | Peak Ground Deformation (cm) | 0.79999
212 | L2.1a | Substation | N/A | Landslide | Peak Ground Deformation (cm) | 0.79999
213 | L2.1a | Substation | N/A | Landslide | Peak Ground Deformation (cm) | 0.79999
214 | L2.1a | Substation | N/A | Landslide | Peak Ground Deformation (cm) | 0.79999
215 | L2.1a | Substation | N/A | Landslide | Peak Ground Deformation (cm) | 0.79999
216 | L2.1a | Substation | N/A | Landslide | Peak Ground Deformation (cm) | 0.79999
217 | L2.1a | Substation | N/A | Landslide | Peak Ground Deformation (cm) | 0.79999
218 | L2.1a | Substation | N/A | Landslide | Peak Ground Deformation (cm) | 0.79999
219 | L2.1a | Substation | N/A | Landslide | Peak Ground Deformation (cm) | 0.79999
220 | L2.1a | Substation | N/A | Landslide | Peak Ground Deformation (cm) | 0.79999
221 | L2.1a | Substation | N/A | Landslide | Peak Ground Deformation (cm) | 0.79999
222 | L2.1a | Substation | N/A | Landslide | Peak Ground Deformation (cm) | 0.79999
223 | L2.1a | Substation | N/A | Landslide | Peak Ground Deformation (cm) | 0.79999
224 | L2.1a | Substation | N/A | Landslide | Peak Ground Deformation (cm) | 0.79999
225 | L2.1a | Substation | N/A | Landslide | Peak Ground Deformation (cm) | 0.79999
226 | L2.1a | Substation | N/A | Landslide | Peak Ground Deformation (cm) | 0.8
227 | L2.1a | Substation | N/A | Landslide | Peak Ground Deformation (cm) | 0.8
228 | L2.1a | Substation | N/A | Landslide | Peak Ground Deformation (cm) | 0.8
229 | L2.1a | Substation | N/A | Landslide | Peak Ground Deformation (cm) | 0.8
230 | L2.1a | Substation | N/A | Landslide | Peak Ground Deformation (cm) | 0.8
231 | L2.1a | Substation | N/A | Landslide | Peak Ground Deformation (cm) | 0.8
232 | L2.1a | Substation | N/A | Landslide | Peak Ground Deformation (cm) | 0.8
233 | L2.1a | Substation | N/A | Landslide | Peak Ground Deformation (cm) | 0.8
234 | L2.1a | Substation | N/A | Landslide | Peak Ground Deformation (cm) | 0.8
235 | L2.1a | Substation | N/A | Landslide | Peak Ground Deformation (cm) | 0.8
236 | L2.1a | Substation | N/A | Landslide | Peak Ground Deformation (cm) | 0.8
237 | L2.1a | Substation | N/A | Landslide | Peak Ground Deformation (cm) | 0.8
238 | L2.1a | Substation | N/A | Landslide | Peak Ground Deformation (cm) | 0.8
239 | L2.1a | Substation | N/A | Landslide | Peak Ground Deformation (cm) | 0.8
240 | L2.1a | Substation | N/A | Landslide | Peak Ground Deformation (cm) | 0.8
241 | L2.1a | Substation | N/A | Landslide | Peak Ground Deformation (cm) | 0.8
242 | L2.1a | Substation | N/A | Landslide | Peak Ground Deformation (cm) | 0.8
243 | L2.1a | Substation | N/A | Landslide | Peak Ground Deformation (cm) | 0.8
244 | L2.1a | Substation | N/A | Landslide | Peak Ground Deformation (cm) | 0.8
245 | L2.1a | Substation | N/A | Landslide | Peak Ground Deformation (cm) | 0.8
246 | L2.1a | Substation | N/A | Landslide | Peak Ground Deformation (cm) | 0.8
247 | L2.1a | Substation | N/A | Landslide | Peak Ground Deformation (cm) | 0.8
248 | L2.1a | Substation | N/A | Landslide | Peak Ground Deformation (cm) | 0.8
249 | L2.1a | Substation | N/A | Landslide | Peak Ground Deformation (cm) | 0.8
250 | L2.1a | Substation | N/A | Landslide | Peak Ground Deformation (cm) | 0.8
0 | L2.1b | Substation | N/A | Landslide | Peak Ground Deformation (cm) | 0
1 | L2.1b | Substation | N/A | Landslide | Peak Ground Deformation (cm) | 4.9164e-11
2 | L2.1b | Substation | N/A | Landslide | Peak Ground Deformation (cm) | 1.8556e-07
3 | L2.1b | Substation | N/A | Landslide | Peak Ground Deformation (cm) | 9.6745e-06
4 | L2.1b | Substation | N/A | Landslide | Peak Ground Deformation (cm) | 0.00010912
5 | L2.1b | Substation | N/A | Landslide | Peak Ground Deformation (cm) | 0.00057576
6 | L2.1b | Substation | N/A | Landslide | Peak Ground Deformation (cm) | 0.001951
7 | L2.1b | Substation | N/A | Landslide | Peak Ground Deformation (cm) | 0.0049733
8 | L2.1b | Substation | N/A | Landslide | Peak Ground Deformation (cm) | 0.010427
9 | L2.1b | Substation | N/A | Landslide | Peak Ground Deformation (cm) | 0.018991
10 | L2.1b | Substation | N/A | Landslide | Peak Ground Deformation (cm) | 0.031138
11 | L2.1b | Substation | N/A | Landslide | Peak Ground Deformation (cm) | 0.047094
12 | L2.1b | Substation | N/A | Landslide | Peak Ground Deformation (cm) | 0.066848
13 | L2.1b | Substation | N/A | Landslide | Peak Ground Deformation (cm) | 0.090188
14 | L2.1b | Substation | N/A | Landslide | Peak Ground Deformation (cm) | 0.11675
15 | L2.1b | Substation | N/A | Landslide | Peak Ground Deformation (cm) | 0.14608
16 | L2.1b | Substation | N/A | Landslide | Peak Ground Deformation (cm) | 0.17766
17 | L2.1b | Substation | N/A | Landslide | Peak Ground Deformation (cm) | 0.21097
18 | L2.1b | Substation | N/A | Landslide | Peak Ground Deformation (cm) | 0.24549
19 | L2.1b | Substation | N/A | Landslide | Peak Ground Deformation (cm) | 0.28075
20 | L2.1b | Substation | N/A | Landslide | Peak Ground Deformation (cm) | 0.31631
21 | L2.1b | Substation | N/A | Landslide | Peak Ground Deformation (cm) | 0.3518
22 | L2.1b | Substation | N/A | Landslide | Peak Ground Deformation (cm) | 0.3869
23 | L2.1b | Substation | N/A | Landslide | Peak Ground Deformation (cm) | 0.42132
24 | L2.1b | Substation | N/A | Landslide | Peak Ground Deformation (cm) | 0.45486
25 | L2.1b | Substation | N/A | Landslide | Peak Ground Deformation (cm) | 0.48734
26 | L2.1b | Substation | N/A | Landslide | Peak Ground Deformation (cm) | 0.51862
27 | L2.1b | Substation | N/A | Landslide | Peak Ground Deformation (cm) | 0.54862
28 | L2.1b | Substation | N/A | Landslide | Peak Ground Deformation (cm) | 0.57727
29 | L2.1b | Substation | N/A | Landslide | Peak Ground Deformation (cm) | 0.60453
30 | L2.1b | Substation | N/A | Landslide | Peak Ground Deformation (cm) | 0.63039
31 | L2.1b | Substation | N/A | Landslide | Peak Ground Deformation (cm) | 0.65486
32 | L2.1b | Substation | N/A | Landslide | Peak Ground Deformation (cm) | 0.67795
33 | L2.1b | Substation | N/A | Landslide | Peak Ground Deformation (cm) | 0.69969
34 | L2.1b | Substation | N/A | Landslide | Peak Ground Deformation (cm) | 0.72013
35 | L2.1b | Substation | N/A | Landslide | Peak Ground Deformation (cm) | 0.7393
36 | L2.1b | Substation | N/A | Landslide | Peak Ground Deformation (cm) | 0.75727
37 | L2.1b | Substation | N/A | Landslide | Peak Ground Deformation (cm) | 0.77408
38 | L2.1b | Substation | N/A | Landslide | Peak Ground Deformation (cm) | 0.78978
39 | L2.1b | Substation | N/A | Landslide | Peak Ground Deformation (cm) | 0.80445
40 | L2.1b | Substation | N/A | Landslide | Peak Ground Deformation (cm) | 0.81813
41 | L2.1b | Substation | N/A | Landslide | Peak Ground Deformation (cm) | 0.83088
42 | L2.1b | Substation | N/A | Landslide | Peak Ground Deformation (cm) | 0.84275
43 | L2.1b | Substation | N/A | Landslide | Peak Ground Deformation (cm) | 0.85381
44 | L2.1b | Substation | N/A | Landslide | Peak Ground Deformation (cm) | 0.86409
45 | L2.1b | Substation | N/A | Landslide | Peak Ground Deformation (cm) | 0.87365
46 | L2.1b | Substation | N/A | Landslide | Peak Ground Deformation (cm) | 0.88254
47 | L2.1b | Substation | N/A | Landslide | Peak Ground Deformation (cm) | 0.8908
48 | L2.1b | Substation | N/A | Landslide | Peak Ground Deformation (cm) | 0.89847
49 | L2.1b | Substation | N/A | Landslide | Peak Ground Deformation (cm) | 0.9056
50 | L2.1b | Substation | N/A | Landslide | Peak Ground Deformation (cm) | 0.91222
51 | L2.1b | Substation | N/A | Landslide | Peak Ground Deformation (cm) | 0.91836
52 | L2.1b | Substation | N/A | Landslide | Peak Ground Deformation (cm) | 0.92407
53 | L2.1b | Substation | N/A | Landslide | Peak Ground Deformation (cm) | 0.92937
54 | L2.1b | Substation | N/A | Landslide | Peak Ground Deformation (cm) | 0.93428
55 | L2.1b | Substation | N/A | Landslide | Peak Ground Deformation (cm) | 0.93885
56 | L2.1b | Substation | N/A | Landslide | Peak Ground Deformation (cm) | 0.94308
57 | L2.1b | Substation | N/A | Landslide | Peak Ground Deformation (cm) | 0.94702
58 | L2.1b | Substation | N/A | Landslide | Peak Ground Deformation (cm) | 0.95067
59 | L2.1b | Substation | N/A | Landslide | Peak Ground Deformation (cm) | 0.95406
60 | L2.1b | Substation | N/A | Landslide | Peak Ground Deformation (cm) | 0.95721
61 | L2.1b | Substation | N/A | Landslide | Peak Ground Deformation (cm) | 0.96013
62 | L2.1b | Substation | N/A | Landslide | Peak Ground Deformation (cm) | 0.96285
63 | L2.1b | Substation | N/A | Landslide | Peak Ground Deformation (cm) | 0.96537
64 | L2.1b | Substation | N/A | Landslide | Peak Ground Deformation (cm) | 0.96772
65 | L2.1b | Substation | N/A | Landslide | Peak Ground Deformation (cm) | 0.9699
66 | L2.1b | Substation | N/A | Landslide | Peak Ground Deformation (cm) | 0.97192
67 | L2.1b | Substation | N/A | Landslide | Peak Ground Deformation (cm) | 0.9738
68 | L2.1b | Substation | N/A | Landslide | Peak Ground Deformation (cm) | 0.97555
69 | L2.1b | Substation | N/A | Landslide | Peak Ground Deformation (cm) | 0.97718
70 | L2.1b | Substation | N/A | Landslide | Peak Ground Deformation (cm) | 0.97869
71 | L2.1b | Substation | N/A | Landslide | Peak Ground Deformation (cm) | 0.9801
72 | L2.1b | Substation | N/A | Landslide | Peak Ground Deformation (cm) | 0.98141
73 | L2.1b | Substation | N/A | Landslide | Peak Ground Deformation (cm) | 0.98263
74 | L2.1b | Substation | N/A | Landslide | Peak Ground Deformation (cm) | 0.98377
75 | L2.1b | Substation | N/A | Landslide | Peak Ground Deformation (cm) | 0.98482
76 | L2.1b | Substation | N/A | Landslide | Peak Ground Deformation (cm) | 0.98581
77 | L2.1b | Substation | N/A | Landslide | Peak Ground Deformation (cm) | 0.98673
78 | L2.1b | Substation | N/A | Landslide | Peak Ground Deformation (cm) | 0.98758
79 | L2.1b | Substation | N/A | Landslide | Peak Ground Deformation (cm) | 0.98838
80 | L2.1b | Substation | N/A | Landslide | Peak Ground Deformation (cm) | 0.98912
81 | L2.1b | Substation | N/A | Landslide | Peak Ground Deformation (cm) | 0.98981
82 | L2.1b | Substation | N/A | Landslide | Peak Ground Deformation (cm) | 0.99046
83 | L2.1b | Substation | N/A | Landslide | Peak Ground Deformation (cm) | 0.99106
84 | L2.1b | Substation | N/A | Landslide | Peak Ground Deformation (cm) | 0.99162
85 | L2.1b | Substation | N/A | Landslide | Peak Ground Deformation (cm) | 0.99215
86 | L2.1b | Substation | N/A | Landslide | Peak Ground Deformation (cm) | 0.99264
87 | L2.1b | Substation | N/A | Landslide | Peak Ground Deformation (cm) | 0.9931
88 | L2.1b | Substation | N/A | Landslide | Peak Ground Deformation (cm) | 0.99353
89 | L2.1b | Substation | N/A | Landslide | Peak Ground Deformation (cm) | 0.99393
90 | L2.1b | Substation | N/A | Landslide | Peak Ground Deformation (cm) | 0.9943
91 | L2.1b | Substation | N/A | Landslide | Peak Ground Deformation (cm) | 0.99465
92 | L2.1b | Substation | N/A | Landslide | Peak Ground Deformation (cm) | 0.99497
93 | L2.1b | Substation | N/A | Landslide | Peak Ground Deformation (cm) | 0.99528
94 | L2.1b | Substation | N/A | Landslide | Peak Ground Deformation (cm) | 0.99557
95 | L2.1b | Substation | N/A | Landslide | Peak Ground Deformation (cm) | 0.99583
96 | L2.1b | Substation | N/A | Landslide | Peak Ground Deformation (cm) | 0.99608
97 | L2.1b | Substation | N/A | Landslide | Peak Ground Deformation (cm) | 0.99632
98 | L2.1b | Substation | N/A | Landslide | Peak Ground Deformation (cm) | 0.99654
99 | L2.1b | Substation | N/A | Landslide | Peak Ground Deformation (cm) | 0.99674
100 | L2.1b | Substation | N/A | Landslide | Peak Ground Deformation (cm) | 0.99694
101 | L2.1b | Substation | N/A | Landslide | Peak Ground Deformation (cm) | 0.99712
102 | L2.1b | Substation | N/A | Landslide | Peak Ground Deformation (cm) | 0.99729
103 | L2.1b | Substation | N/A | Landslide | Peak Ground Deformation (cm) | 0.99744
104 | L2.1b | Substation | N/A | Landslide | Peak Ground Deformation (cm) | 0.99759
105 | L2.1b | Substation | N/A | Landslide | Peak Ground Deformation (cm) | 0.99773
106 | L2.1b | Substation | N/A | Landslide | Peak Ground Deformation (cm) | 0.99786
107 | L2.1b | Substation | N/A | Landslide | Peak Ground Deformation (cm) | 0.99799
108 | L2.1b | Substation | N/A | Landslide | Peak Ground Deformation (cm) | 0.9981
109 | L2.1b | Substation | N/A | Landslide | Peak Ground Deformation (cm) | 0.99821
110 | L2.1b | Substation | N/A | Landslide | Peak Ground Deformation (cm) | 0.99831
111 | L2.1b | Substation | N/A | Landslide | Peak Ground Deformation (cm) | 0.99841
112 | L2.1b | Substation | N/A | Landslide | Peak Ground Deformation (cm) | 0.9985
113 | L2.1b | Substation | N/A | Landslide | Peak Ground Deformation (cm) | 0.99858
114 | L2.1b | Substation | N/A | Landslide | Peak Ground Deformation (cm) | 0.99866
115 | L2.1b | Substation | N/A | Landslide | Peak Ground Deformation (cm) | 0.99874
116 | L2.1b | Substation | N/A | Landslide | Peak Ground Deformation (cm) | 0.99881
117 | L2.1b | Substation | N/A | Landslide | Peak Ground Deformation (cm) | 0.99887
118 | L2.1b | Substation | N/A | Landslide | Peak Ground Deformation (cm) | 0.99894
119 | L2.1b | Substation | N/A | Landslide | Peak Ground Deformation (cm) | 0.99899
120 | L2.1b | Substation | N/A | Landslide | Peak Ground Deformation (cm) | 0.99905
121 | L2.1b | Substation | N/A | Landslide | Peak Ground Deformation (cm) | 0.9991
122 | L2.1b | Substation | N/A | Landslide | Peak Ground Deformation (cm) | 0.99915
123 | L2.1b | Substation | N/A | Landslide | Peak Ground Deformation (cm) | 0.9992
124 | L2.1b | Substation | N/A | Landslide | Peak Ground Deformation (cm) | 0.99924
125 | L2.1b | Substation | N/A | Landslide | Peak Ground Deformation (cm) | 0.99928
126 | L2.1b | Substation | N/A | Landslide | Peak Ground Deformation (cm) | 0.99932
127 | L2.1b | Substation | N/A | Landslide | Peak Ground Deformation (cm) | 0.99936
128 | L2.1b | Substation | N/A | Landslide | Peak Ground Deformation (cm) | 0.99939
129 | L2.1b | Substation | N/A | Landslide | Peak Ground Deformation (cm) | 0.99942
130 | L2.1b | Substation | N/A | Landslide | Peak Ground Deformation (cm) | 0.99945
131 | L2.1b | Substation | N/A | Landslide | Peak Ground Deformation (cm) | 0.99948
132 | L2.1b | Substation | N/A | Landslide | Peak Ground Deformation (cm) | 0.99951
133 | L2.1b | Substation | N/A | Landslide | Peak Ground Deformation (cm) | 0.99954
134 | L2.1b | Substation | N/A | Landslide | Peak Ground Deformation (cm) | 0.99956
135 | L2.1b | Substation | N/A | Landslide | Peak Ground Deformation (cm) | 0.99958
136 | L2.1b | Substation | N/A | Landslide | Peak Ground Deformation (cm) | 0.9996
137 | L2.1b | Substation | N/A | Landslide | Peak Ground Deformation (cm) | 0.99962
138 | L2.1b | Substation | N/A | Landslide | Peak Ground Deformation (cm) | 0.99964
139 | L2.1b | Substation | N/A | Landslide | Peak Ground Deformation (cm) | 0.99966
140 | L2.1b | Substation | N/A | Landslide | Peak Ground Deformation (cm) | 0.99968
141 | L2.1b | Substation | N/A | Landslide | Peak Ground Deformation (cm) | 0.9997
142 | L2.1b | Substation | N/A | Landslide | Peak Ground Deformation (cm) | 0.99971
143 | L2.1b | Substation | N/A | Landslide | Peak Ground Deformation (cm) | 0.99973
144 | L2.1b | Substation | N/A | Landslide | Peak Ground Deformation (cm) | 0.99974
145 | L2.1b | Substation | N/A | Landslide | Peak Ground Deformation (cm) | 0.99975
146 | L2.1b | Substation | N/A | Landslide | Peak Ground Deformation (cm) | 0.99977
147 | L2.1b | Substation | N/A | Landslide | Peak Ground Deformation (cm) | 0.99978
148 | L2.1b | Substation | N/A | Landslide | Peak Ground Deformation (cm) | 0.99979
149 | L2.1b | Substation | N/A | Landslide | Peak Ground Deformation (cm) | 0.9998
150 | L2.1b | Substation | N/A | Landslide | Peak Ground Deformation (cm) | 0.99981
151 | L2.1b | Substation | N/A | Landslide | Peak Ground Deformation (cm) | 0.99982
152 | L2.1b | Substation | N/A | Landslide | Peak Ground Deformation (cm) | 0.99983
153 | L2.1b | Substation | N/A | Landslide | Peak Ground Deformation (cm) | 0.99984
154 | L2.1b | Substation | N/A | Landslide | Peak Ground Deformation (cm) | 0.99984
155 | L2.1b | Substation | N/A | Landslide | Peak Ground Deformation (cm) | 0.99985
156 | L2.1b | Substation | N/A | Landslide | Peak Ground Deformation (cm) | 0.99986
157 | L2.1b | Substation | N/A | Landslide | Peak Ground Deformation (cm) | 0.99987
158 | L2.1b | Substation | N/A | Landslide | Peak Ground Deformation (cm) | 0.99987
159 | L2.1b | Substation | N/A | Landslide | Peak Ground Deformation (cm) | 0.99988
160 | L2.1b | Substation | N/A | Landslide | Peak Ground Deformation (cm) | 0.99988
161 | L2.1b | Substation | N/A | Landslide | Peak Ground Deformation (cm) | 0.99989
162 | L2.1b | Substation | N/A | Landslide | Peak Ground Deformation (cm) | 0.99989
163 | L2.1b | Substation | N/A | Landslide | Peak Ground Deformation (cm) | 0.9999
164 | L2.1b | Substation | N/A | Landslide | Peak Ground Deformation (cm) | 0.9999
165 | L2.1b | Substation | N/A | Landslide | Peak Ground Deformation (cm) | 0.99991
166 | L2.1b | Substation | N/A | Landslide | Peak Ground Deformation (cm) | 0.99991
167 | L2.1b | Substation | N/A | Landslide | Peak Ground Deformation (cm) | 0.99992
168 | L2.1b | Substation | N/A | Landslide | Peak Ground Deformation (cm) | 0.99992
169 | L2.1b | Substation | N/A | Landslide | Peak Ground Deformation (cm) | 0.99992
170 | L2.1b | Substation | N/A | Landslide | Peak Ground Deformation (cm) | 0.99993
171 | L2.1b | Substation | N/A | Landslide | Peak Ground Deformation (cm) | 0.99993
172 | L2.1b | Substation | N/A | Landslide | Peak Ground Deformation (cm) | 0.99993
173 | L2.1b | Substation | N/A | Landslide | Peak Ground Deformation (cm) | 0.99994
174 | L2.1b | Substation | N/A | Landslide | Peak Ground Deformation (cm) | 0.99994
175 | L2.1b | Substation | N/A | Landslide | Peak Ground Deformation (cm) | 0.99994
176 | L2.1b | Substation | N/A | Landslide | Peak Ground Deformation (cm) | 0.99995
177 | L2.1b | Substation | N/A | Landslide | Peak Ground Deformation (cm) | 0.99995
178 | L2.1b | Substation | N/A | Landslide | Peak Ground Deformation (cm) | 0.99995
179 | L2.1b | Substation | N/A | Landslide | Peak Ground Deformation (cm) | 0.99995
180 | L2.1b | Substation | N/A | Landslide | Peak Ground Deformation (cm) | 0.99996
181 | L2.1b | Substation | N/A | Landslide | Peak Ground Deformation (cm) | 0.99996
182 | L2.1b | Substation | N/A | Landslide | Peak Ground Deformation (cm) | 0.99996
183 | L2.1b | Substation | N/A | Landslide | Peak Ground Deformation (cm) | 0.99996
184 | L2.1b | Substation | N/A | Landslide | Peak Ground Deformation (cm) | 0.99996
185 | L2.1b | Substation | N/A | Landslide | Peak Ground Deformation (cm) | 0.99996
186 | L2.1b | Substation | N/A | Landslide | Peak Ground Deformation (cm) | 0.99997
187 | L2.1b | Substation | N/A | Landslide | Peak Ground Deformation (cm) | 0.99997
188 | L2.1b | Substation | N/A | Landslide | Peak Ground Deformation (cm) | 0.99997
189 | L2.1b | Substation | N/A | Landslide | Peak Ground Deformation (cm) | 0.99997
190 | L2.1b | Substation | N/A | Landslide | Peak Ground Deformation (cm) | 0.99997
191 | L2.1b | Substation | N/A | Landslide | Peak Ground Deformation (cm) | 0.99997
192 | L2.1b | Substation | N/A | Landslide | Peak Ground Deformation (cm) | 0.99997
193 | L2.1b | Substation | N/A | Landslide | Peak Ground Deformation (cm) | 0.99998
194 | L2.1b | Substation | N/A | Landslide | Peak Ground Deformation (cm) | 0.99998
195 | L2.1b | Substation | N/A | Landslide | Peak Ground Deformation (cm) | 0.99998
196 | L2.1b | Substation | N/A | Landslide | Peak Ground Deformation (cm) | 0.99998
197 | L2.1b | Substation | N/A | Landslide | Peak Ground Deformation (cm) | 0.99998
198 | L2.1b | Substation | N/A | Landslide | Peak Ground Deformation (cm) | 0.99998
199 | L2.1b | Substation | N/A | Landslide | Peak Ground Deformation (cm) | 0.99998
200 | L2.1b | Substation | N/A | Landslide | Peak Ground Deformation (cm) | 0.99998
201 | L2.1b | Substation | N/A | Landslide | Peak Ground Deformation (cm) | 0.99998
202 | L2.1b | Substation | N/A | Landslide | Peak Ground Deformation (cm) | 0.99998
203 | L2.1b | Substation | N/A | Landslide | Peak Ground Deformation (cm) | 0.99998
204 | L2.1b | Substation | N/A | Landslide | Peak Ground Deformation (cm) | 0.99998
205 | L2.1b | Substation | N/A | Landslide | Peak Ground Deformation (cm) | 0.99999
206 | L2.1b | Substation | N/A | Landslide | Peak Ground Deformation (cm) | 0.99999
207 | L2.1b | Substation | N/A | Landslide | Peak Ground Deformation (cm) | 0.99999
208 | L2.1b | Substation | N/A | Landslide | Peak Ground Deformation (cm) | 0.99999
209 | L2.1b | Substation | N/A | Landslide | Peak Ground Deformation (cm) | 0.99999
210 | L2.1b | Substation | N/A | Landslide | Peak Ground Deformation (cm) | 0.99999
211 | L2.1b | Substation | N/A | Landslide | Peak Ground Deformation (cm) | 0.99999
212 | L2.1b | Substation | N/A | Landslide | Peak Ground Deformation (cm) | 0.99999
213 | L2.1b | Substation | N/A | Landslide | Peak Ground Deformation (cm) | 0.99999
214 | L2.1b | Substation | N/A | Landslide | Peak Ground Deformation (cm) | 0.99999
215 | L2.1b | Substation | N/A | Landslide | Peak Ground Deformation (cm) | 0.99999
216 | L2.1b | Substation | N/A | Landslide | Peak Ground Deformation (cm) | 0.99999
217 | L2.1b | Substation | N/A | Landslide | Peak Ground Deformation (cm) | 0.99999
218 | L2.1b | Substation | N/A | Landslide | Peak Ground Deformation (cm) | 0.99999
219 | L2.1b | Substation | N/A | Landslide | Peak Ground Deformation (cm) | 0.99999
220 | L2.1b | Substation | N/A | Landslide | Peak Ground Deformation (cm) | 0.99999
221 | L2.1b | Substation | N/A | Landslide | Peak Ground Deformation (cm) | 0.99999
222 | L2.1b | Substation | N/A | Landslide | Peak Ground Deformation (cm) | 0.99999
223 | L2.1b | Substation | N/A | Landslide | Peak Ground Deformation (cm) | 0.99999
224 | L2.1b | Substation | N/A | Landslide | Peak Ground Deformation (cm) | 0.99999
225 | L2.1b | Substation | N/A | Landslide | Peak Ground Deformation (cm) | 0.99999
226 | L2.1b | Substation | N/A | Landslide | Peak Ground Deformation (cm) | 0.99999
227 | L2.1b | Substation | N/A | Landslide | Peak Ground Deformation (cm) | 0.99999
228 | L2.1b | Substation | N/A | Landslide | Peak Ground Deformation (cm) | 0.99999
229 | L2.1b | Substation | N/A | Landslide | Peak Ground Deformation (cm) | 0.99999
230 | L2.1b | Substation | N/A | Landslide | Peak Ground Deformation (cm) | 0.99999
231 | L2.1b | Substation | N/A | Landslide | Peak Ground Deformation (cm) | 0.99999
232 | L2.1b | Substation | N/A | Landslide | Peak Ground Deformation (cm) | 1
233 | L2.1b | Substation | N/A | Landslide | Peak Ground Deformation (cm) | 1
234 | L2.1b | Substation | N/A | Landslide | Peak Ground Deformation (cm) | 1
235 | L2.1b | Substation | N/A | Landslide | Peak Ground Deformation (cm) | 1
236 | L2.1b | Substation | N/A | Landslide | Peak Ground Deformation (cm) | 1
237 | L2.1b | Substation | N/A | Landslide | Peak Ground Deformation (cm) | 1
238 | L2.1b | Substation | N/A | Landslide | Peak Ground Deformation (cm) | 1
239 | L2.1b | Substation | N/A | Landslide | Peak Ground Deformation (cm) | 1
240 | L2.1b | Substation | N/A | Landslide | Peak Ground Deformation (cm) | 1
241 | L2.1b | Substation | N/A | Landslide | Peak Ground Deformation (cm) | 1
242 | L2.1b | Substation | N/A | Landslide | Peak Ground Deformation (cm) | 1
243 | L2.1b | Substation | N/A | Landslide | Peak Ground Deformation (cm) | 1
244 | L2.1b | Substation | N/A | Landslide | Peak Ground Deformation (cm) | 1
245 | L2.1b | Substation | N/A | Landslide | Peak Ground Deformation (cm) | 1
246 | L2.1b | Substation | N/A | Landslide | Peak Ground Deformation (cm) | 1
247 | L2.1b | Substation | N/A | Landslide | Peak Ground Deformation (cm) | 1
248 | L2.1b | Substation | N/A | Landslide | Peak Ground Deformation (cm) | 1
249 | L2.1b | Substation | N/A | Landslide | Peak Ground Deformation (cm) | 1
250 | L2.1b | Substation | N/A | Landslide | Peak Ground Deformation (cm) | 1
0 | L7.1 | Roads | Major | Landslide | Peak Ground Deformation (cm) | 0
1 | L7.1 | Roads | Major | Landslide | Peak Ground Deformation (cm) | 2.664e-08
2 | L7.1 | Roads | Major | Landslide | Peak Ground Deformation (cm) | 2.5716e-06
3 | L7.1 | Roads | Major | Landslide | Peak Ground Deformation (cm) | 2.4424e-05
4 | L7.1 | Roads | Major | Landslide | Peak Ground Deformation (cm) | 0.00010049
5 | L7.1 | Roads | Major | Landslide | Peak Ground Deformation (cm) | 0.00027212
6 | L7.1 | Roads | Major | Landslide | Peak Ground Deformation (cm) | 0.0005764
7 | L7.1 | Roads | Major | Landslide | Peak Ground Deformation (cm) | 0.0010415
8 | L7.1 | Roads | Major | Landslide | Peak Ground Deformation (cm) | 0.0016857
9 | L7.1 | Roads | Major | Landslide | Peak Ground Deformation (cm) | 0.0025191
10 | L7.1 | Roads | Major | Landslide | Peak Ground Deformation (cm) | 0.0035449
11 | L7.1 | Roads | Major | Landslide | Peak Ground Deformation (cm) | 0.0047612
12 | L7.1 | Roads | Major | Landslide | Peak Ground Deformation (cm) | 0.0061629
13 | L7.1 | Roads | Major | Landslide | Peak Ground Deformation (cm) | 0.0077422
14 | L7.1 | Roads | Major | Landslide | Peak Ground Deformation (cm) | 0.0094902
15 | L7.1 | Roads | Major | Landslide | Peak Ground Deformation (cm) | 0.011397
16 | L7.1 | Roads | Major | Landslide | Peak Ground Deformation (cm) | 0.013452
17 | L7.1 | Roads | Major | Landslide | Peak Ground Deformation (cm) | 0.015646
18 | L7.1 | Roads | Major | Landslide | Peak Ground Deformation (cm) | 0.017969
19 | L7.1 | Roads | Major | Landslide | Peak Ground Deformation (cm) | 0.02041
20 | L7.1 | Roads | Major | Landslide | Peak Ground Deformation (cm) | 0.022962
21 | L7.1 | Roads | Major | Landslide | Peak Ground Deformation (cm) | 0.025616
22 | L7.1 | Roads | Major | Landslide | Peak Ground Deformation (cm) | 0.028363
23 | L7.1 | Roads | Major | Landslide | Peak Ground Deformation (cm) | 0.031197
24 | L7.1 | Roads | Major | Landslide | Peak Ground Deformation (cm) | 0.034111
25 | L7.1 | Roads | Major | Landslide | Peak Ground Deformation (cm) | 0.037097
26 | L7.1 | Roads | Major | Landslide | Peak Ground Deformation (cm) | 0.040152
27 | L7.1 | Roads | Major | Landslide | Peak Ground Deformation (cm) | 0.043268
28 | L7.1 | Roads | Major | Landslide | Peak Ground Deformation (cm) | 0.046441
29 | L7.1 | Roads | Major | Landslide | Peak Ground Deformation (cm) | 0.049667
30 | L7.1 | Roads | Major | Landslide | Peak Ground Deformation (cm) | 0.052941
31 | L7.1 | Roads | Major | Landslide | Peak Ground Deformation (cm) | 0.05626
32 | L7.1 | Roads | Major | Landslide | Peak Ground Deformation (cm) | 0.059619
33 | L7.1 | Roads | Major | Landslide | Peak Ground Deformation (cm) | 0.063015
34 | L7.1 | Roads | Major | Landslide | Peak Ground Deformation (cm) | 0.066446
35 | L7.1 | Roads | Major | Landslide | Peak Ground Deformation (cm) | 0.069908
36 | L7.1 | Roads | Major | Landslide | Peak Ground Deformation (cm) | 0.073399
37 | L7.1 | Roads | Major | Landslide | Peak Ground Deformation (cm) | 0.076916
38 | L7.1 | Roads | Major | Landslide | Peak Ground Deformation (cm) | 0.080457
39 | L7.1 | Roads | Major | Landslide | Peak Ground Deformation (cm) | 0.08402
40 | L7.1 | Roads | Major | Landslide | Peak Ground Deformation (cm) | 0.087602
41 | L7.1 | Roads | Major | Landslide | Peak Ground Deformation (cm) | 0.091202
42 | L7.1 | Roads | Major | Landslide | Peak Ground Deformation (cm) | 0.094818
43 | L7.1 | Roads | Major | Landslide | Peak Ground Deformation (cm) | 0.098448
44 | L7.1 | Roads | Major | Landslide | Peak Ground Deformation (cm) | 0.10209
45 | L7.1 | Roads | Major | Landslide | Peak Ground Deformation (cm) | 0.10574
46 | L7.1 | Roads | Major | Landslide | Peak Ground Deformation (cm) | 0.10941
47 | L7.1 | Roads | Major | Landslide | Peak Ground Deformation (cm) | 0.11308
48 | L7.1 | Roads | Major | Landslide | Peak Ground Deformation (cm) | 0.11676
49 | L7.1 | Roads | Major | Landslide | Peak Ground Deformation (cm) | 0.12044
50 | L7.1 | Roads | Major | Landslide | Peak Ground Deformation (cm) | 0.12413
51 | L7.1 | Roads | Major | Landslide | Peak Ground Deformation (cm) | 0.12782
52 | L7.1 | Roads | Major | Landslide | Peak Ground Deformation (cm) | 0.13152
53 | L7.1 | Roads | Major | Landslide | Peak Ground Deformation (cm) | 0.13522
54 | L7.1 | Roads | Major | Landslide | Peak Ground Deformation (cm) | 0.13891
55 | L7.1 | Roads | Major | Landslide | Peak Ground Deformation (cm) | 0.14261
56 | L7.1 | Roads | Major | Landslide | Peak Ground Deformation (cm) | 0.1463
57 | L7.1 | Roads | Major | Landslide | Peak Ground Deformation (cm) | 0.15
58 | L7.1 | Roads | Major | Landslide | Peak Ground Deformation (cm) | 0.15369
59 | L7.1 | Roads | Major | Landslide | Peak Ground Deformation (cm) | 0.15737
60 | L7.1 | Roads | Major | Landslide | Peak Ground Deformation (cm) | 0.16105
61 | L7.1 | Roads | Major | Landslide | Peak Ground Deformation (cm) | 0.16473
62 | L7.1 | Roads | Major | Landslide | Peak Ground Deformation (cm) | 0.1684
63 | L7.1 | Roads | Major | Landslide | Peak Ground Deformation (cm) | 0.17206
64 | L7.1 | Roads | Major | Landslide | Peak Ground Deformation (cm) | 0.17572
65 | L7.1 | Roads | Major | Landslide | Peak Ground Deformation (cm) | 0.17937
66 | L7.1 | Roads | Major | Landslide | Peak Ground Deformation (cm) | 0.18301
67 | L7.1 | Roads | Major | Landslide | Peak Ground Deformation (cm) | 0.18664
68 | L7.1 | Roads | Major | Landslide | Peak Ground Deformation (cm) | 0.19026
69 | L7.1 | Roads | Major | Landslide | Peak Ground Deformation (cm) | 0.19387
70 | L7.1 | Roads | Major | Landslide | Peak Ground Deformation (cm) | 0.19747
71 | L7.1 | Roads | Major | Landslide | Peak Ground Deformation (cm) | 0.20105
72 | L7.1 | Roads | Major | Landslide | Peak Ground Deformation (cm) | 0.20463
73 | L7.1 | Roads | Major | Landslide | Peak Ground Deformation (cm) | 0.20819
74 | L7.1 | Roads | Major | Landslide | Peak Ground Deformation (cm) | 0.21175
75 | L7.1 | Roads | Major | Landslide | Peak Ground Deformation (cm) | 0.21528
76 | L7.1 | Roads | Major | Landslide | Peak Ground Deformation (cm) | 0.21881
77 | L7.1 | Roads | Major | Landslide | Peak Ground Deformation (cm) | 0.22232
78 | L7.1 | Roads | Major | Landslide | Peak Ground Deformation (cm) | 0.22582
79 | L7.1 | Roads | Major | Landslide | Peak Ground Deformation (cm) | 0.2293
80 | L7.1 | Roads | Major | Landslide | Peak Ground Deformation (cm) | 0.23277
81 | L7.1 | Roads | Major | Landslide | Peak Ground Deformation (cm) | 0.23622
82 | L7.1 | Roads | Major | Landslide | Peak Ground Deformation (cm) | 0.23966
83 | L7.1 | Roads | Major | Landslide | Peak Ground Deformation (cm) | 0.24308
84 | L7.1 | Roads | Major | Landslide | Peak Ground Deformation (cm) | 0.24648
85 | L7.1 | Roads | Major | Landslide | Peak Ground Deformation (cm) | 0.24987
86 | L7.1 | Roads | Major | Landslide | Peak Ground Deformation (cm) | 0.25324
87 | L7.1 | Roads | Major | Landslide | Peak Ground Deformation (cm) | 0.2566
88 | L7.1 | Roads | Major | Landslide | Peak Ground Deformation (cm) | 0.25994
89 | L7.1 | Roads | Major | Landslide | Peak Ground Deformation (cm) | 0.26326
90 | L7.1 | Roads | Major | Landslide | Peak Ground Deformation (cm) | 0.26656
91 | L7.1 | Roads | Major | Landslide | Peak Ground Deformation (cm) | 0.26985
92 | L7.1 | Roads | Major | Landslide | Peak Ground Deformation (cm) | 0.27312
93 | L7.1 | Roads | Major | Landslide | Peak Ground Deformation (cm) | 0.27637
94 | L7.1 | Roads | Major | Landslide | Peak Ground Deformation (cm) | 0.2796
95 | L7.1 | Roads | Major | Landslide | Peak Ground Deformation (cm) | 0.28281
96 | L7.1 | Roads | Major | Landslide | Peak Ground Deformation (cm) | 0.28601
97 | L7.1 | Roads | Major | Landslide | Peak Ground Deformation (cm) | 0.28919
98 | L7.1 | Roads | Major | Landslide | Peak Ground Deformation (cm) | 0.29234
99 | L7.1 | Roads | Major | Landslide | Peak Ground Deformation (cm) | 0.29548
100 | L7.1 | Roads | Major | Landslide | Peak Ground Deformation (cm) | 0.2986
101 | L7.1 | Roads | Major | Landslide | Peak Ground Deformation (cm) | 0.3017
102 | L7.1 | Roads | Major | Landslide | Peak Ground Deformation (cm) | 0.30479
103 | L7.1 | Roads | Major | Landslide | Peak Ground Deformation (cm) | 0.30785
104 | L7.1 | Roads | Major | Landslide | Peak Ground Deformation (cm) | 0.31089
105 | L7.1 | Roads | Major | Landslide | Peak Ground Deformation (cm) | 0.31392
106 | L7.1 | Roads | Major | Landslide | Peak Ground Deformation (cm) | 0.31692
107 | L7.1 | Roads | Major | Landslide | Peak Ground Deformation (cm) | 0.31991
108 | L7.1 | Roads | Major | Landslide | Peak Ground Deformation (cm) | 0.32287
109 | L7.1 | Roads | Major | Landslide | Peak Ground Deformation (cm) | 0.32582
110 | L7.1 | Roads | Major | Landslide | Peak Ground Deformation (cm) | 0.32875
111 | L7.1 | Roads | Major | Landslide | Peak Ground Deformation (cm) | 0.33165
112 | L7.1 | Roads | Major | Landslide | Peak Ground Deformation (cm) | 0.33454
113 | L7.1 | Roads | Major | Landslide | Peak Ground Deformation (cm) | 0.33741
114 | L7.1 | Roads | Major | Landslide | Peak Ground Deformation (cm) | 0.34026
115 | L7.1 | Roads | Major | Landslide | Peak Ground Deformation (cm) | 0.34309
116 | L7.1 | Roads | Major | Landslide | Peak Ground Deformation (cm) | 0.3459
117 | L7.1 | Roads | Major | Landslide | Peak Ground Deformation (cm) | 0.34869
118 | L7.1 | Roads | Major | Landslide | Peak Ground Deformation (cm) | 0.35146
119 | L7.1 | Roads | Major | Landslide | Peak Ground Deformation (cm) | 0.35421
120 | L7.1 | Roads | Major | Landslide | Peak Ground Deformation (cm) | 0.35694
121 | L7.1 | Roads | Major | Landslide | Peak Ground Deformation (cm) | 0.35965
122 | L7.1 | Roads | Major | Landslide | Peak Ground Deformation (cm) | 0.36234
123 | L7.1 | Roads | Major | Landslide | Peak Ground Deformation (cm) | 0.36501
124 | L7.1 | Roads | Major | Landslide | Peak Ground Deformation (cm) | 0.36767
125 | L7.1 | Roads | Major | Landslide | Peak Ground Deformation (cm) | 0.3703
0 | L7.1a | Roads | Major | Landslide | Peak Ground Deformation (cm) | 0
1 | L7.1a | Roads | Major | Landslide | Peak Ground Deformation (cm) | 5.5653e-09
2 | L7.1a | Roads | Major | Landslide | Peak Ground Deformation (cm) | 5.7226e-07
3 | L7.1a | Roads | Major | Landslide | Peak Ground Deformation (cm) | 5.816e-06
4 | L7.1a | Roads | Major | Landslide | Peak Ground Deformation (cm) | 2.5596e-05
5 | L7.1a | Roads | Major | Landslide | Peak Ground Deformation (cm) | 7.3946e-05
6 | L7.1a | Roads | Major | Landslide | Peak Ground Deformation (cm) | 0.0001665
7 | L7.1a | Roads | Major | Landslide | Peak Ground Deformation (cm) | 0.00031849
8 | L7.1a | Roads | Major | Landslide | Peak Ground Deformation (cm) | 0.00054357
9 | L7.1a | Roads | Major | Landslide | Peak Ground Deformation (cm) | 0.00085314
10 | L7.1a | Roads | Major | Landslide | Peak Ground Deformation (cm) | 0.0012562
11 | L7.1a | Roads | Major | Landslide | Peak Ground Deformation (cm) | 0.0017593
12 | L7.1a | Roads | Major | Landslide | Peak Ground Deformation (cm) | 0.0023669
13 | L7.1a | Roads | Major | Landslide | Peak Ground Deformation (cm) | 0.0030815
14 | L7.1a | Roads | Major | Landslide | Peak Ground Deformation (cm) | 0.0039037
15 | L7.1a | Roads | Major | Landslide | Peak Ground Deformation (cm) | 0.004833
16 | L7.1a | Roads | Major | Landslide | Peak Ground Deformation (cm) | 0.0058676
17 | L7.1a | Roads | Major | Landslide | Peak Ground Deformation (cm) | 0.0070048
18 | L7.1a | Roads | Major | Landslide | Peak Ground Deformation (cm) | 0.0082413
19 | L7.1a | Roads | Major | Landslide | Peak Ground Deformation (cm) | 0.0095731
20 | L7.1a | Roads | Major | Landslide | Peak Ground Deformation (cm) | 0.010996
21 | L7.1a | Roads | Major | Landslide | Peak Ground Deformation (cm) | 0.012505
22 | L7.1a | Roads | Major | Landslide | Peak Ground Deformation (cm) | 0.014097
23 | L7.1a | Roads | Major | Landslide | Peak Ground Deformation (cm) | 0.015765
24 | L7.1a | Roads | Major | Landslide | Peak Ground Deformation (cm) | 0.017506
25 | L7.1a | Roads | Major | Landslide | Peak Ground Deformation (cm) | 0.019315
26 | L7.1a | Roads | Major | Landslide | Peak Ground Deformation (cm) | 0.021186
27 | L7.1a | Roads | Major | Landslide | Peak Ground Deformation (cm) | 0.023117
28 | L7.1a | Roads | Major | Landslide | Peak Ground Deformation (cm) | 0.025102
29 | L7.1a | Roads | Major | Landslide | Peak Ground Deformation (cm) | 0.027136
30 | L7.1a | Roads | Major | Landslide | Peak Ground Deformation (cm) | 0.029218
31 | L7.1a | Roads | Major | Landslide | Peak Ground Deformation (cm) | 0.031341
32 | L7.1a | Roads | Major | Landslide | Peak Ground Deformation (cm) | 0.033503
33 | L7.1a | Roads | Major | Landslide | Peak Ground Deformation (cm) | 0.035701
34 | L7.1a | Roads | Major | Landslide | Peak Ground Deformation (cm) | 0.03793
35 | L7.1a | Roads | Major | Landslide | Peak Ground Deformation (cm) | 0.040189
36 | L7.1a | Roads | Major | Landslide | Peak Ground Deformation (cm) | 0.042473
37 | L7.1a | Roads | Major | Landslide | Peak Ground Deformation (cm) | 0.044781
38 | L7.1a | Roads | Major | Landslide | Peak Ground Deformation (cm) | 0.04711
39 | L7.1a | Roads | Major | Landslide | Peak Ground Deformation (cm) | 0.049457
40 | L7.1a | Roads | Major | Landslide | Peak Ground Deformation (cm) | 0.05182
41 | L7.1a | Roads | Major | Landslide | Peak Ground Deformation (cm) | 0.054196
42 | L7.1a | Roads | Major | Landslide | Peak Ground Deformation (cm) | 0.056585
43 | L7.1a | Roads | Major | Landslide | Peak Ground Deformation (cm) | 0.058983
44 | L7.1a | Roads | Major | Landslide | Peak Ground Deformation (cm) | 0.06139
45 | L7.1a | Roads | Major | Landslide | Peak Ground Deformation (cm) | 0.063803
46 | L7.1a | Roads | Major | Landslide | Peak Ground Deformation (cm) | 0.066222
47 | L7.1a | Roads | Major | Landslide | Peak Ground Deformation (cm) | 0.068644
48 | L7.1a | Roads | Major | Landslide | Peak Ground Deformation (cm) | 0.071068
49 | L7.1a | Roads | Major | Landslide | Peak Ground Deformation (cm) | 0.073492
50 | L7.1a | Roads | Major | Landslide | Peak Ground Deformation (cm) | 0.075917
51 | L7.1a | Roads | Major | Landslide | Peak Ground Deformation (cm) | 0.07834
52 | L7.1a | Roads | Major | Landslide | Peak Ground Deformation (cm) | 0.080761
53 | L7.1a | Roads | Major | Landslide | Peak Ground Deformation (cm) | 0.083179
54 | L7.1a | Roads | Major | Landslide | Peak Ground Deformation (cm) | 0.085592
55 | L7.1a | Roads | Major | Landslide | Peak Ground Deformation (cm) | 0.088
56 | L7.1a | Roads | Major | Landslide | Peak Ground Deformation (cm) | 0.090402
57 | L7.1a | Roads | Major | Landslide | Peak Ground Deformation (cm) | 0.092798
58 | L7.1a | Roads | Major | Landslide | Peak Ground Deformation (cm) | 0.095186
59 | L7.1a | Roads | Major | Landslide | Peak Ground Deformation (cm) | 0.097567
60 | L7.1a | Roads | Major | Landslide | Peak Ground Deformation (cm) | 0.099939
61 | L7.1a | Roads | Major | Landslide | Peak Ground Deformation (cm) | 0.1023
62 | L7.1a | Roads | Major | Landslide | Peak Ground Deformation (cm) | 0.10465
63 | L7.1a | Roads | Major | Landslide | Peak Ground Deformation (cm) | 0.107
64 | L7.1a | Roads | Major | Landslide | Peak Ground Deformation (cm) | 0.10933
65 | L7.1a | Roads | Major | Landslide | Peak Ground Deformation (cm) | 0.11165
66 | L7.1a | Roads | Major | Landslide | Peak Ground Deformation (cm) | 0.11396
67 | L7.1a | Roads | Major | Landslide | Peak Ground Deformation (cm) | 0.11626
68 | L7.1a | Roads | Major | Landslide | Peak Ground Deformation (cm) | 0.11855
69 | L7.1a | Roads | Major | Landslide | Peak Ground Deformation (cm) | 0.12082
70 | L7.1a | Roads | Major | Landslide | Peak Ground Deformation (cm) | 0.12308
71 | L7.1a | Roads | Major | Landslide | Peak Ground Deformation (cm) | 0.12533
72 | L7.1a | Roads | Major | Landslide | Peak Ground Deformation (cm) | 0.12757
73 | L7.1a | Roads | Major | Landslide | Peak Ground Deformation (cm) | 0.12979
74 | L7.1a | Roads | Major | Landslide | Peak Ground Deformation (cm) | 0.132
75 | L7.1a | Roads | Major | Landslide | Peak Ground Deformation (cm) | 0.1342
76 | L7.1a | Roads | Major | Landslide | Peak Ground Deformation (cm) | 0.13638
77 | L7.1a | Roads | Major | Landslide | Peak Ground Deformation (cm) | 0.13855
78 | L7.1a | Roads | Major | Landslide | Peak Ground Deformation (cm) | 0.1407
79 | L7.1a | Roads | Major | Landslide | Peak Ground Deformation (cm) | 0.14284
80 | L7.1a | Roads | Major | Landslide | Peak Ground Deformation (cm) | 0.14497
81 | L7.1a | Roads | Major | Landslide | Peak Ground Deformation (cm) | 0.14708
82 | L7.1a | Roads | Major | Landslide | Peak Ground Deformation (cm) | 0.14917
83 | L7.1a | Roads | Major | Landslide | Peak Ground Deformation (cm) | 0.15126
84 | L7.1a | Roads | Major | Landslide | Peak Ground Deformation (cm) | 0.15332
85 | L7.1a | Roads | Major | Landslide | Peak Ground Deformation (cm) | 0.15538
86 | L7.1a | Roads | Major | Landslide | Peak Ground Deformation (cm) | 0.15741
87 | L7.1a | Roads | Major | Landslide | Peak Ground Deformation (cm) | 0.15944
88 | L7.1a | Roads | Major | Landslide | Peak Ground Deformation (cm) | 0.16144
89 | L7.1a | Roads | Major | Landslide | Peak Ground Deformation (cm) | 0.16344
90 | L7.1a | Roads | Major | Landslide | Peak Ground Deformation (cm) | 0.16542
91 | L7.1a | Roads | Major | Landslide | Peak Ground Deformation (cm) | 0.16738
92 | L7.1a | Roads | Major | Landslide | Peak Ground Deformation (cm) | 0.16933
93 | L7.1a | Roads | Major | Landslide | Peak Ground Deformation (cm) | 0.17126
94 | L7.1a | Roads | Major | Landslide | Peak Ground Deformation (cm) | 0.17318
95 | L7.1a | Roads | Major | Landslide | Peak Ground Deformation (cm) | 0.17509
96 | L7.1a | Roads | Major | Landslide | Peak Ground Deformation (cm) | 0.17698
97 | L7.1a | Roads | Major | Landslide | Peak Ground Deformation (cm) | 0.17885
98 | L7.1a | Roads | Major | Landslide | Peak Ground Deformation (cm) | 0.18071
99 | L7.1a | Roads | Major | Landslide | Peak Ground Deformation (cm) | 0.18256
100 | L7.1a | Roads | Major | Landslide | Peak Ground Deformation (cm) | 0.18439
101 | L7.1a | Roads | Major | Landslide | Peak Ground Deformation (cm) | 0.18621
102 | L7.1a | Roads | Major | Landslide | Peak Ground Deformation (cm) | 0.18801
103 | L7.1a | Roads | Major | Landslide | Peak Ground Deformation (cm) | 0.18979
104 | L7.1a | Roads | Major | Landslide | Peak Ground Deformation (cm) | 0.19157
105 | L7.1a | Roads | Major | Landslide | Peak Ground Deformation (cm) | 0.19333
106 | L7.1a | Roads | Major | Landslide | Peak Ground Deformation (cm) | 0.19507
107 | L7.1a | Roads | Major | Landslide | Peak Ground Deformation (cm) | 0.1968
108 | L7.1a | Roads | Major | Landslide | Peak Ground Deformation (cm) | 0.19851
109 | L7.1a | Roads | Major | Landslide | Peak Ground Deformation (cm) | 0.20022
110 | L7.1a | Roads | Major | Landslide | Peak Ground Deformation (cm) | 0.2019
111 | L7.1a | Roads | Major | Landslide | Peak Ground Deformation (cm) | 0.20358
112 | L7.1a | Roads | Major | Landslide | Peak Ground Deformation (cm) | 0.20524
113 | L7.1a | Roads | Major | Landslide | Peak Ground Deformation (cm) | 0.20688
114 | L7.1a | Roads | Major | Landslide | Peak Ground Deformation (cm) | 0.20851
115 | L7.1a | Roads | Major | Landslide | Peak Ground Deformation (cm) | 0.21013
116 | L7.1a | Roads | Major | Landslide | Peak Ground Deformation (cm) | 0.21173
117 | L7.1a | Roads | Major | Landslide | Peak Ground Deformation (cm) | 0.21332
118 | L7.1a | Roads | Major | Landslide | Peak Ground Deformation (cm) | 0.2149
119 | L7.1a | Roads | Major | Landslide | Peak Ground Deformation (cm) | 0.21646
120 | L7.1a | Roads | Major | Landslide | Peak Ground Deformation (cm) | 0.21801
121 | L7.1a | Roads | Major | Landslide | Peak Ground Deformation (cm) | 0.21955
122 | L7.1a | Roads | Major | Landslide | Peak Ground Deformation (cm) | 0.22108
123 | L7.1a | Roads | Major | Landslide | Peak Ground Deformation (cm) | 0.22259
124 | L7.1a | Roads | Major | Landslide | Peak Ground Deformation (cm) | 0.22408
125 | L7.1a | Roads | Major | Landslide | Peak Ground Deformation (cm) | 0.22557
0 | L7.1b | Roads | Major | Landslide | Peak Ground Deformation (cm) | 0
1 | L7.1b | Roads | Major | Landslide | Peak Ground Deformation (cm) | 7.9489e-08
2 | L7.1b | Roads | Major | Landslide | Peak Ground Deformation (cm) | 7.6093e-06
3 | L7.1b | Roads | Major | Landslide | Peak Ground Deformation (cm) | 7.1572e-05
4 | L7.1b | Roads | Major | Landslide | Peak Ground Deformation (cm) | 0.00029141
5 | L7.1b | Roads | Major | Landslide | Peak Ground Deformation (cm) | 0.00078052
6 | L7.1b | Roads | Major | Landslide | Peak Ground Deformation (cm) | 0.0016349
7 | L7.1b | Roads | Major | Landslide | Peak Ground Deformation (cm) | 0.0029206
8 | L7.1b | Roads | Major | Landslide | Peak Ground Deformation (cm) | 0.0046738
9 | L7.1b | Roads | Major | Landslide | Peak Ground Deformation (cm) | 0.0069056
10 | L7.1b | Roads | Major | Landslide | Peak Ground Deformation (cm) | 0.0096084
11 | L7.1b | Roads | Major | Landslide | Peak Ground Deformation (cm) | 0.012762
12 | L7.1b | Roads | Major | Landslide | Peak Ground Deformation (cm) | 0.016338
13 | L7.1b | Roads | Major | Landslide | Peak Ground Deformation (cm) | 0.020302
14 | L7.1b | Roads | Major | Landslide | Peak Ground Deformation (cm) | 0.024621
15 | L7.1b | Roads | Major | Landslide | Peak Ground Deformation (cm) | 0.029257
16 | L7.1b | Roads | Major | Landslide | Peak Ground Deformation (cm) | 0.034178
17 | L7.1b | Roads | Major | Landslide | Peak Ground Deformation (cm) | 0.03935
18 | L7.1b | Roads | Major | Landslide | Peak Ground Deformation (cm) | 0.044742
19 | L7.1b | Roads | Major | Landslide | Peak Ground Deformation (cm) | 0.050327
20 | L7.1b | Roads | Major | Landslide | Peak Ground Deformation (cm) | 0.056078
21 | L7.1b | Roads | Major | Landslide | Peak Ground Deformation (cm) | 0.061972
22 | L7.1b | Roads | Major | Landslide | Peak Ground Deformation (cm) | 0.067988
23 | L7.1b | Roads | Major | Landslide | Peak Ground Deformation (cm) | 0.074106
24 | L7.1b | Roads | Major | Landslide | Peak Ground Deformation (cm) | 0.080311
25 | L7.1b | Roads | Major | Landslide | Peak Ground Deformation (cm) | 0.086586
26 | L7.1b | Roads | Major | Landslide | Peak Ground Deformation (cm) | 0.092919
27 | L7.1b | Roads | Major | Landslide | Peak Ground Deformation (cm) | 0.099297
28 | L7.1b | Roads | Major | Landslide | Peak Ground Deformation (cm) | 0.10571
29 | L7.1b | Roads | Major | Landslide | Peak Ground Deformation (cm) | 0.11215
30 | L7.1b | Roads | Major | Landslide | Peak Ground Deformation (cm) | 0.1186
31 | L7.1b | Roads | Major | Landslide | Peak Ground Deformation (cm) | 0.12507
32 | L7.1b | Roads | Major | Landslide | Peak Ground Deformation (cm) | 0.13154
33 | L7.1b | Roads | Major | Landslide | Peak Ground Deformation (cm) | 0.13801
34 | L7.1b | Roads | Major | Landslide | Peak Ground Deformation (cm) | 0.14447
35 | L7.1b | Roads | Major | Landslide | Peak Ground Deformation (cm) | 0.15092
36 | L7.1b | Roads | Major | Landslide | Peak Ground Deformation (cm) | 0.15735
37 | L7.1b | Roads | Major | Landslide | Peak Ground Deformation (cm) | 0.16377
38 | L7.1b | Roads | Major | Landslide | Peak Ground Deformation (cm) | 0.17016
39 | L7.1b | Roads | Major | Landslide | Peak Ground Deformation (cm) | 0.17653
40 | L7.1b | Roads | Major | Landslide | Peak Ground Deformation (cm) | 0.18287
41 | L7.1b | Roads | Major | Landslide | Peak Ground Deformation (cm) | 0.18919
42 | L7.1b | Roads | Major | Landslide | Peak Ground Deformation (cm) | 0.19548
43 | L7.1b | Roads | Major | Landslide | Peak Ground Deformation (cm) | 0.20173
44 | L7.1b | Roads | Major | Landslide | Peak Ground Deformation (cm) | 0.20796
45 | L7.1b | Roads | Major | Landslide | Peak Ground Deformation (cm) | 0.21415
46 | L7.1b | Roads | Major | Landslide | Peak Ground Deformation (cm) | 0.22031
47 | L7.1b | Roads | Major | Landslide | Peak Ground Deformation (cm) | 0.22643
48 | L7.1b | Roads | Major | Landslide | Peak Ground Deformation (cm) | 0.23251
49 | L7.1b | Roads | Major | Landslide | Peak Ground Deformation (cm) | 0.23856
50 | L7.1b | Roads | Major | Landslide | Peak Ground Deformation (cm) | 0.24458
51 | L7.1b | Roads | Major | Landslide | Peak Ground Deformation (cm) | 0.25055
52 | L7.1b | Roads | Major | Landslide | Peak Ground Deformation (cm) | 0.25649
53 | L7.1b | Roads | Major | Landslide | Peak Ground Deformation (cm) | 0.26239
54 | L7.1b | Roads | Major | Landslide | Peak Ground Deformation (cm) | 0.26826
55 | L7.1b | Roads | Major | Landslide | Peak Ground Deformation (cm) | 0.27408
56 | L7.1b | Roads | Major | Landslide | Peak Ground Deformation (cm) | 0.27987
57 | L7.1b | Roads | Major | Landslide | Peak Ground Deformation (cm) | 0.28562
58 | L7.1b | Roads | Major | Landslide | Peak Ground Deformation (cm) | 0.29133
59 | L7.1b | Roads | Major | Landslide | Peak Ground Deformation (cm) | 0.297
60 | L7.1b | Roads | Major | Landslide | Peak Ground Deformation (cm) | 0.30263
61 | L7.1b | Roads | Major | Landslide | Peak Ground Deformation (cm) | 0.30823
62 | L7.1b | Roads | Major | Landslide | Peak Ground Deformation (cm) | 0.31379
63 | L7.1b | Roads | Major | Landslide | Peak Ground Deformation (cm) | 0.3193
64 | L7.1b | Roads | Major | Landslide | Peak Ground Deformation (cm) | 0.32479
65 | L7.1b | Roads | Major | Landslide | Peak Ground Deformation (cm) | 0.33023
66 | L7.1b | Roads | Major | Landslide | Peak Ground Deformation (cm) | 0.33563
67 | L7.1b | Roads | Major | Landslide | Peak Ground Deformation (cm) | 0.341
68 | L7.1b | Roads | Major | Landslide | Peak Ground Deformation (cm) | 0.34632
69 | L7.1b | Roads | Major | Landslide | Peak Ground Deformation (cm) | 0.35161
70 | L7.1b | Roads | Major | Landslide | Peak Ground Deformation (cm) | 0.35687
71 | L7.1b | Roads | Major | Landslide | Peak Ground Deformation (cm) | 0.36208
72 | L7.1b | Roads | Major | Landslide | Peak Ground Deformation (cm) | 0.36726
73 | L7.1b | Roads | Major | Landslide | Peak Ground Deformation (cm) | 0.3724
74 | L7.1b | Roads | Major | Landslide | Peak Ground Deformation (cm) | 0.3775
75 | L7.1b | Roads | Major | Landslide | Peak Ground Deformation (cm) | 0.38257
76 | L7.1b | Roads | Major | Landslide | Peak Ground Deformation (cm) | 0.38759
77 | L7.1b | Roads | Major | Landslide | Peak Ground Deformation (cm) | 0.39258
78 | L7.1b | Roads | Major | Landslide | Peak Ground Deformation (cm) | 0.39754
79 | L7.1b | Roads | Major | Landslide | Peak Ground Deformation (cm) | 0.40246
80 | L7.1b | Roads | Major | Landslide | Peak Ground Deformation (cm) | 0.40734
81 | L7.1b | Roads | Major | Landslide | Peak Ground Deformation (cm) | 0.41218
82 | L7.1b | Roads | Major | Landslide | Peak Ground Deformation (cm) | 0.41699
83 | L7.1b | Roads | Major | Landslide | Peak Ground Deformation (cm) | 0.42176
84 | L7.1b | Roads | Major | Landslide | Peak Ground Deformation (cm) | 0.4265
85 | L7.1b | Roads | Major | Landslide | Peak Ground Deformation (cm) | 0.4312
86 | L7.1b | Roads | Major | Landslide | Peak Ground Deformation (cm) | 0.43586
87 | L7.1b | Roads | Major | Landslide | Peak Ground Deformation (cm) | 0.44049
88 | L7.1b | Roads | Major | Landslide | Peak Ground Deformation (cm) | 0.44508
89 | L7.1b | Roads | Major | Landslide | Peak Ground Deformation (cm) | 0.44964
90 | L7.1b | Roads | Major | Landslide | Peak Ground Deformation (cm) | 0.45417
91 | L7.1b | Roads | Major | Landslide | Peak Ground Deformation (cm) | 0.45865
92 | L7.1b | Roads | Major | Landslide | Peak Ground Deformation (cm) | 0.46311
93 | L7.1b | Roads | Major | Landslide | Peak Ground Deformation (cm) | 0.46753
94 | L7.1b | Roads | Major | Landslide | Peak Ground Deformation (cm) | 0.47191
95 | L7.1b | Roads | Major | Landslide | Peak Ground Deformation (cm) | 0.47626
96 | L7.1b | Roads | Major | Landslide | Peak Ground Deformation (cm) | 0.48058
97 | L7.1b | Roads | Major | Landslide | Peak Ground Deformation (cm) | 0.48486
98 | L7.1b | Roads | Major | Landslide | Peak Ground Deformation (cm) | 0.48911
99 | L7.1b | Roads | Major | Landslide | Peak Ground Deformation (cm) | 0.49332
100 | L7.1b | Roads | Major | Landslide | Peak Ground Deformation (cm) | 0.49751
101 | L7.1b | Roads | Major | Landslide | Peak Ground Deformation (cm) | 0.50166
102 | L7.1b | Roads | Major | Landslide | Peak Ground Deformation (cm) | 0.50577
103 | L7.1b | Roads | Major | Landslide | Peak Ground Deformation (cm) | 0.50985
104 | L7.1b | Roads | Major | Landslide | Peak Ground Deformation (cm) | 0.5139
105 | L7.1b | Roads | Major | Landslide | Peak Ground Deformation (cm) | 0.51792
106 | L7.1b | Roads | Major | Landslide | Peak Ground Deformation (cm) | 0.5219
107 | L7.1b | Roads | Major | Landslide | Peak Ground Deformation (cm) | 0.52586
108 | L7.1b | Roads | Major | Landslide | Peak Ground Deformation (cm) | 0.52978
109 | L7.1b | Roads | Major | Landslide | Peak Ground Deformation (cm) | 0.53367
110 | L7.1b | Roads | Major | Landslide | Peak Ground Deformation (cm) | 0.53752
111 | L7.1b | Roads | Major | Landslide | Peak Ground Deformation (cm) | 0.54135
112 | L7.1b | Roads | Major | Landslide | Peak Ground Deformation (cm) | 0.54515
113 | L7.1b | Roads | Major | Landslide | Peak Ground Deformation (cm) | 0.54891
114 | L7.1b | Roads | Major | Landslide | Peak Ground Deformation (cm) | 0.55264
115 | L7.1b | Roads | Major | Landslide | Peak Ground Deformation (cm) | 0.55634
116 | L7.1b | Roads | Major | Landslide | Peak Ground Deformation (cm) | 0.56001
117 | L7.1b | Roads | Major | Landslide | Peak Ground Deformation (cm) | 0.56366
118 | L7.1b | Roads | Major | Landslide | Peak Ground Deformation (cm) | 0.56727
119 | L7.1b | Roads | Major | Landslide | Peak Ground Deformation (cm) | 0.57085
120 | L7.1b | Roads | Major | Landslide | Peak Ground Deformation (cm) | 0.5744
121 | L7.1b | Roads | Major | Landslide | Peak Ground Deformation (cm) | 0.57792
122 | L7.1b | Roads | Major | Landslide | Peak Ground Deformation (cm) | 0.58141
123 | L7.1b | Roads | Major | Landslide | Peak Ground Deformation (cm) | 0.58488
124 | L7.1b | Roads | Major | Landslide | Peak Ground Deformation (cm) | 0.58831
125 | L7.1b | Roads | Major | Landslide | Peak Ground Deformation (cm) | 0.59172
0 | L7.2 | Roads | Urban | Landslide | Peak Ground Deformation (cm) | 0
1 | L7.2 | Roads | Urban | Landslide | Peak Ground Deformation (cm) | 2.5725e-06
2 | L7.2 | Roads | Urban | Landslide | Peak Ground Deformation (cm) | 0.0001007
3 | L7.2 | Roads | Urban | Landslide | Peak Ground Deformation (cm) | 0.00057967
4 | L7.2 | Roads | Urban | Landslide | Peak Ground Deformation (cm) | 0.0017042
5 | L7.2 | Roads | Urban | Landslide | Peak Ground Deformation (cm) | 0.0036083
6 | L7.2 | Roads | Urban | Landslide | Peak Ground Deformation (cm) | 0.0063238
7 | L7.2 | Roads | Urban | Landslide | Peak Ground Deformation (cm) | 0.0098254
8 | L7.2 | Roads | Urban | Landslide | Peak Ground Deformation (cm) | 0.014061
9 | L7.2 | Roads | Urban | Landslide | Peak Ground Deformation (cm) | 0.018969
10 | L7.2 | Roads | Urban | Landslide | Peak Ground Deformation (cm) | 0.024486
11 | L7.2 | Roads | Urban | Landslide | Peak Ground Deformation (cm) | 0.030549
12 | L7.2 | Roads | Urban | Landslide | Peak Ground Deformation (cm) | 0.037102
13 | L7.2 | Roads | Urban | Landslide | Peak Ground Deformation (cm) | 0.044089
14 | L7.2 | Roads | Urban | Landslide | Peak Ground Deformation (cm) | 0.051462
15 | L7.2 | Roads | Urban | Landslide | Peak Ground Deformation (cm) | 0.059173
16 | L7.2 | Roads | Urban | Landslide | Peak Ground Deformation (cm) | 0.067181
17 | L7.2 | Roads | Urban | Landslide | Peak Ground Deformation (cm) | 0.075446
18 | L7.2 | Roads | Urban | Landslide | Peak Ground Deformation (cm) | 0.083933
19 | L7.2 | Roads | Urban | Landslide | Peak Ground Deformation (cm) | 0.092606
20 | L7.2 | Roads | Urban | Landslide | Peak Ground Deformation (cm) | 0.10144
21 | L7.2 | Roads | Urban | Landslide | Peak Ground Deformation (cm) | 0.1104
22 | L7.2 | Roads | Urban | Landslide | Peak Ground Deformation (cm) | 0.11946
23 | L7.2 | Roads | Urban | Landslide | Peak Ground Deformation (cm) | 0.12859
24 | L7.2 | Roads | Urban | Landslide | Peak Ground Deformation (cm) | 0.13779
25 | L7.2 | Roads | Urban | Landslide | Peak Ground Deformation (cm) | 0.14702
26 | L7.2 | Roads | Urban | Landslide | Peak Ground Deformation (cm) | 0.15626
27 | L7.2 | Roads | Urban | Landslide | Peak Ground Deformation (cm) | 0.16551
28 | L7.2 | Roads | Urban | Landslide | Peak Ground Deformation (cm) | 0.17474
29 | L7.2 | Roads | Urban | Landslide | Peak Ground Deformation (cm) | 0.18393
30 | L7.2 | Roads | Urban | Landslide | Peak Ground Deformation (cm) | 0.19309
31 | L7.2 | Roads | Urban | Landslide | Peak Ground Deformation (cm) | 0.20219
32 | L7.2 | Roads | Urban | Landslide | Peak Ground Deformation (cm) | 0.21123
33 | L7.2 | Roads | Urban | Landslide | Peak Ground Deformation (cm) | 0.22019
34 | L7.2 | Roads | Urban | Landslide | Peak Ground Deformation (cm) | 0.22907
35 | L7.2 | Roads | Urban | Landslide | Peak Ground Deformation (cm) | 0.23786
36 | L7.2 | Roads | Urban | Landslide | Peak Ground Deformation (cm) | 0.24656
37 | L7.2 | Roads | Urban | Landslide | Peak Ground Deformation (cm) | 0.25515
38 | L7.2 | Roads | Urban | Landslide | Peak Ground Deformation (cm) | 0.26364
39 | L7.2 | Roads | Urban | Landslide | Peak Ground Deformation (cm) | 0.27201
40 | L7.2 | Roads | Urban | Landslide | Peak Ground Deformation (cm) | 0.28027
41 | L7.2 | Roads | Urban | Landslide | Peak Ground Deformation (cm) | 0.28841
42 | L7.2 | Roads | Urban | Landslide | Peak Ground Deformation (cm) | 0.29643
43 | L7.2 | Roads | Urban | Landslide | Peak Ground Deformation (cm) | 0.30433
44 | L7.2 | Roads | Urban | Landslide | Peak Ground Deformation (cm) | 0.3121
45 | L7.2 | Roads | Urban | Landslide | Peak Ground Deformation (cm) | 0.31975
46 | L7.2 | Roads | Urban | Landslide | Peak Ground Deformation (cm) | 0.32727
47 | L7.2 | Roads | Urban | Landslide | Peak Ground Deformation (cm) | 0.33466
48 | L7.2 | Roads | Urban | Landslide | Peak Ground Deformation (cm) | 0.34192
49 | L7.2 | Roads | Urban | Landslide | Peak Ground Deformation (cm) | 0.34906
50 | L7.2 | Roads | Urban | Landslide | Peak Ground Deformation (cm) | 0.35606
51 | L7.2 | Roads | Urban | Landslide | Peak Ground Deformation (cm) | 0.36294
52 | L7.2 | Roads | Urban | Landslide | Peak Ground Deformation (cm) | 0.36969
53 | L7.2 | Roads | Urban | Landslide | Peak Ground Deformation (cm) | 0.37632
54 | L7.2 | Roads | Urban | Landslide | Peak Ground Deformation (cm) | 0.38281
55 | L7.2 | Roads | Urban | Landslide | Peak Ground Deformation (cm) | 0.38919
56 | L7.2 | Roads | Urban | Landslide | Peak Ground Deformation (cm) | 0.39544
57 | L7.2 | Roads | Urban | Landslide | Peak Ground Deformation (cm) | 0.40156
58 | L7.2 | Roads | Urban | Landslide | Peak Ground Deformation (cm) | 0.40757
59 | L7.2 | Roads | Urban | Landslide | Peak Ground Deformation (cm) | 0.41346
60 | L7.2 | Roads | Urban | Landslide | Peak Ground Deformation (cm) | 0.41922
61 | L7.2 | Roads | Urban | Landslide | Peak Ground Deformation (cm) | 0.42488
62 | L7.2 | Roads | Urban | Landslide | Peak Ground Deformation (cm) | 0.43041
63 | L7.2 | Roads | Urban | Landslide | Peak Ground Deformation (cm) | 0.43584
64 | L7.2 | Roads | Urban | Landslide | Peak Ground Deformation (cm) | 0.44115
65 | L7.2 | Roads | Urban | Landslide | Peak Ground Deformation (cm) | 0.44636
66 | L7.2 | Roads | Urban | Landslide | Peak Ground Deformation (cm) | 0.45145
67 | L7.2 | Roads | Urban | Landslide | Peak Ground Deformation (cm) | 0.45644
68 | L7.2 | Roads | Urban | Landslide | Peak Ground Deformation (cm) | 0.46133
69 | L7.2 | Roads | Urban | Landslide | Peak Ground Deformation (cm) | 0.46611
70 | L7.2 | Roads | Urban | Landslide | Peak Ground Deformation (cm) | 0.47079
71 | L7.2 | Roads | Urban | Landslide | Peak Ground Deformation (cm) | 0.47538
72 | L7.2 | Roads | Urban | Landslide | Peak Ground Deformation (cm) | 0.47987
73 | L7.2 | Roads | Urban | Landslide | Peak Ground Deformation (cm) | 0.48426
74 | L7.2 | Roads | Urban | Landslide | Peak Ground Deformation (cm) | 0.48856
75 | L7.2 | Roads | Urban | Landslide | Peak Ground Deformation (cm) | 0.49277
76 | L7.2 | Roads | Urban | Landslide | Peak Ground Deformation (cm) | 0.49689
77 | L7.2 | Roads | Urban | Landslide | Peak Ground Deformation (cm) | 0.50092
78 | L7.2 | Roads | Urban | Landslide | Peak Ground Deformation (cm) | 0.50486
79 | L7.2 | Roads | Urban | Landslide | Peak Ground Deformation (cm) | 0.50872
80 | L7.2 | Roads | Urban | Landslide | Peak Ground Deformation (cm) | 0.5125
81 | L7.2 | Roads | Urban | Landslide | Peak Ground Deformation (cm) | 0.5162
82 | L7.2 | Roads | Urban | Landslide | Peak Ground Deformation (cm) | 0.51982
83 | L7.2 | Roads | Urban | Landslide | Peak Ground Deformation (cm) | 0.52336
84 | L7.2 | Roads | Urban | Landslide | Peak Ground Deformation (cm) | 0.52683
85 | L7.2 | Roads | Urban | Landslide | Peak Ground Deformation (cm) | 0.53022
86 | L7.2 | Roads | Urban | Landslide | Peak Ground Deformation (cm) | 0.53354
87 | L7.2 | Roads | Urban | Landslide | Peak Ground Deformation (cm) | 0.53679
88 | L7.2 | Roads | Urban | Landslide | Peak Ground Deformation (cm) | 0.53996
89 | L7.2 | Roads | Urban | Landslide | Peak Ground Deformation (cm) | 0.54307
90 | L7.2 | Roads | Urban | Landslide | Peak Ground Deformation (cm) | 0.54612
91 | L7.2 | Roads | Urban | Landslide | Peak Ground Deformation (cm) | 0.5491
92 | L7.2 | Roads | Urban | Landslide | Peak Ground Deformation (cm) | 0.55201
93 | L7.2 | Roads | Urban | Landslide | Peak Ground Deformation (cm) | 0.55487
94 | L7.2 | Roads | Urban | Landslide | Peak Ground Deformation (cm) | 0.55766
95 | L7.2 | Roads | Urban | Landslide | Peak Ground Deformation (cm) | 0.5604
96 | L7.2 | Roads | Urban | Landslide | Peak Ground Deformation (cm) | 0.56307
97 | L7.2 | Roads | Urban | Landslide | Peak Ground Deformation (cm) | 0.56569
98 | L7.2 | Roads | Urban | Landslide | Peak Ground Deformation (cm) | 0.56825
99 | L7.2 | Roads | Urban | Landslide | Peak Ground Deformation (cm) | 0.57076
100 | L7.2 | Roads | Urban | Landslide | Peak Ground Deformation (cm) | 0.57322
101 | L7.2 | Roads | Urban | Landslide | Peak Ground Deformation (cm) | 0.57562
102 | L7.2 | Roads | Urban | Landslide | Peak Ground Deformation (cm) | 0.57797
103 | L7.2 | Roads | Urban | Landslide | Peak Ground Deformation (cm) | 0.58028
104 | L7.2 | Roads | Urban | Landslide | Peak Ground Deformation (cm) | 0.58253
105 | L7.2 | Roads | Urban | Landslide | Peak Ground Deformation (cm) | 0.58474
106 | L7.2 | Roads | Urban | Landslide | Peak Ground Deformation (cm) | 0.5869
107 | L7.2 | Roads | Urban | Landslide | Peak Ground Deformation (cm) | 0.58902
108 | L7.2 | Roads | Urban | Landslide | Peak Ground Deformation (cm) | 0.59109
109 | L7.2 | Roads | Urban | Landslide | Peak Ground Deformation (cm) | 0.59312
110 | L7.2 | Roads | Urban | Landslide | Peak Ground Deformation (cm) | 0.5951
111 | L7.2 | Roads | Urban | Landslide | Peak Ground Deformation (cm) | 0.59705
112 | L7.2 | Roads | Urban | Landslide | Peak Ground Deformation (cm) | 0.59895
113 | L7.2 | Roads | Urban | Landslide | Peak Ground Deformation (cm) | 0.60081
114 | L7.2 | Roads | Urban | Landslide | Peak Ground Deformation (cm) | 0.60264
115 | L7.2 | Roads | Urban | Landslide | Peak Ground Deformation (cm) | 0.60443
116 | L7.2 | Roads | Urban | Landslide | Peak Ground Deformation (cm) | 0.60618
117 | L7.2 | Roads | Urban | Landslide | Peak Ground Deformation (cm) | 0.60789
118 | L7.2 | Roads | Urban | Landslide | Peak Ground Deformation (cm) | 0.60957
119 | L7.2 | Roads | Urban | Landslide | Peak Ground Deformation (cm) | 0.61122
120 | L7.2 | Roads | Urban | Landslide | Peak Ground Deformation (cm) | 0.61283
121 | L7.2 | Roads | Urban | Landslide | Peak Ground Deformation (cm) | 0.61441
122 | L7.2 | Roads | Urban | Landslide | Peak Ground Deformation (cm) | 0.61596
123 | L7.2 | Roads | Urban | Landslide | Peak Ground Deformation (cm) | 0.61747
124 | L7.2 | Roads | Urban | Landslide | Peak Ground Deformation (cm) | 0.61896
125 | L7.2 | Roads | Urban | Landslide | Peak Ground Deformation (cm) | 0.62041
0 | L7.2a | Roads | Urban | Landslide | Peak Ground Deformation (cm) | 0
1 | L7.2a | Roads | Urban | Landslide | Peak Ground Deformation (cm) | 5.7273e-07
2 | L7.2a | Roads | Urban | Landslide | Peak Ground Deformation (cm) | 2.5703e-05
3 | L7.2a | Roads | Urban | Landslide | Peak Ground Deformation (cm) | 0.00016813
4 | L7.2a | Roads | Urban | Landslide | Peak Ground Deformation (cm) | 0.00055284
5 | L7.2a | Roads | Urban | Landslide | Peak Ground Deformation (cm) | 0.0012879
6 | L7.2a | Roads | Urban | Landslide | Peak Ground Deformation (cm) | 0.0024474
7 | L7.2a | Roads | Urban | Landslide | Peak Ground Deformation (cm) | 0.0040713
8 | L7.2a | Roads | Urban | Landslide | Peak Ground Deformation (cm) | 0.0061721
9 | L7.2a | Roads | Urban | Landslide | Peak Ground Deformation (cm) | 0.0087416
10 | L7.2a | Roads | Urban | Landslide | Peak Ground Deformation (cm) | 0.011758
11 | L7.2a | Roads | Urban | Landslide | Peak Ground Deformation (cm) | 0.01519
12 | L7.2a | Roads | Urban | Landslide | Peak Ground Deformation (cm) | 0.019002
13 | L7.2a | Roads | Urban | Landslide | Peak Ground Deformation (cm) | 0.023155
14 | L7.2a | Roads | Urban | Landslide | Peak Ground Deformation (cm) | 0.027612
15 | L7.2a | Roads | Urban | Landslide | Peak Ground Deformation (cm) | 0.032333
16 | L7.2a | Roads | Urban | Landslide | Peak Ground Deformation (cm) | 0.037284
17 | L7.2a | Roads | Urban | Landslide | Peak Ground Deformation (cm) | 0.04243
18 | L7.2a | Roads | Urban | Landslide | Peak Ground Deformation (cm) | 0.04774
19 | L7.2a | Roads | Urban | Landslide | Peak Ground Deformation (cm) | 0.053184
20 | L7.2a | Roads | Urban | Landslide | Peak Ground Deformation (cm) | 0.058737
21 | L7.2a | Roads | Urban | Landslide | Peak Ground Deformation (cm) | 0.064374
22 | L7.2a | Roads | Urban | Landslide | Peak Ground Deformation (cm) | 0.070073
23 | L7.2a | Roads | Urban | Landslide | Peak Ground Deformation (cm) | 0.075815
24 | L7.2a | Roads | Urban | Landslide | Peak Ground Deformation (cm) | 0.081582
25 | L7.2a | Roads | Urban | Landslide | Peak Ground Deformation (cm) | 0.087359
26 | L7.2a | Roads | Urban | Landslide | Peak Ground Deformation (cm) | 0.093132
27 | L7.2a | Roads | Urban | Landslide | Peak Ground Deformation (cm) | 0.098889
28 | L7.2a | Roads | Urban | Landslide | Peak Ground Deformation (cm) | 0.10462
29 | L7.2a | Roads | Urban | Landslide | Peak Ground Deformation (cm) | 0.11031
30 | L7.2a | Roads | Urban | Landslide | Peak Ground Deformation (cm) | 0.11596
31 | L7.2a | Roads | Urban | Landslide | Peak Ground Deformation (cm) | 0.12155
32 | L7.2a | Roads | Urban | Landslide | Peak Ground Deformation (cm) | 0.12709
33 | L7.2a | Roads | Urban | Landslide | Peak Ground Deformation (cm) | 0.13256
34 | L7.2a | Roads | Urban | Landslide | Peak Ground Deformation (cm) | 0.13796
35 | L7.2a | Roads | Urban | Landslide | Peak Ground Deformation (cm) | 0.14328
36 | L7.2a | Roads | Urban | Landslide | Peak Ground Deformation (cm) | 0.14853
37 | L7.2a | Roads | Urban | Landslide | Peak Ground Deformation (cm) | 0.1537
38 | L7.2a | Roads | Urban | Landslide | Peak Ground Deformation (cm) | 0.15879
39 | L7.2a | Roads | Urban | Landslide | Peak Ground Deformation (cm) | 0.1638
40 | L7.2a | Roads | Urban | Landslide | Peak Ground Deformation (cm) | 0.16872
41 | L7.2a | Roads | Urban | Landslide | Peak Ground Deformation (cm) | 0.17355
42 | L7.2a | Roads | Urban | Landslide | Peak Ground Deformation (cm) | 0.1783
43 | L7.2a | Roads | Urban | Landslide | Peak Ground Deformation (cm) | 0.18296
44 | L7.2a | Roads | Urban | Landslide | Peak Ground Deformation (cm) | 0.18753
45 | L7.2a | Roads | Urban | Landslide | Peak Ground Deformation (cm) | 0.19201
46 | L7.2a | Roads | Urban | Landslide | Peak Ground Deformation (cm) | 0.19641
47 | L7.2a | Roads | Urban | Landslide | Peak Ground Deformation (cm) | 0.20071
48 | L7.2a | Roads | Urban | Landslide | Peak Ground Deformation (cm) | 0.20493
49 | L7.2a | Roads | Urban | Landslide | Peak Ground Deformation (cm) | 0.20907
50 | L7.2a | Roads | Urban | Landslide | Peak Ground Deformation (cm) | 0.21312
51 | L7.2a | Roads | Urban | Landslide | Peak Ground Deformation (cm) | 0.21708
52 | L7.2a | Roads | Urban | Landslide | Peak Ground Deformation (cm) | 0.22097
53 | L7.2a | Roads | Urban | Landslide | Peak Ground Deformation (cm) | 0.22477
54 | L7.2a | Roads | Urban | Landslide | Peak Ground Deformation (cm) | 0.22848
55 | L7.2a | Roads | Urban | Landslide | Peak Ground Deformation (cm) | 0.23212
56 | L7.2a | Roads | Urban | Landslide | Peak Ground Deformation (cm) | 0.23568
57 | L7.2a | Roads | Urban | Landslide | Peak Ground Deformation (cm) | 0.23916
58 | L7.2a | Roads | Urban | Landslide | Peak Ground Deformation (cm) | 0.24257
59 | L7.2a | Roads | Urban | Landslide | Peak Ground Deformation (cm) | 0.2459
60 | L7.2a | Roads | Urban | Landslide | Peak Ground Deformation (cm) | 0.24916
61 | L7.2a | Roads | Urban | Landslide | Peak Ground Deformation (cm) | 0.25234
62 | L7.2a | Roads | Urban | Landslide | Peak Ground Deformation (cm) | 0.25546
63 | L7.2a | Roads | Urban | Landslide | Peak Ground Deformation (cm) | 0.2585
64 | L7.2a | Roads | Urban | Landslide | Peak Ground Deformation (cm) | 0.26148
65 | L7.2a | Roads | Urban | Landslide | Peak Ground Deformation (cm) | 0.26439
66 | L7.2a | Roads | Urban | Landslide | Peak Ground Deformation (cm) | 0.26723
67 | L7.2a | Roads | Urban | Landslide | Peak Ground Deformation (cm) | 0.27001
68 | L7.2a | Roads | Urban | Landslide | Peak Ground Deformation (cm) | 0.27273
69 | L7.2a | Roads | Urban | Landslide | Peak Ground Deformation (cm) | 0.27539
70 | L7.2a | Roads | Urban | Landslide | Peak Ground Deformation (cm) | 0.27798
71 | L7.2a | Roads | Urban | Landslide | Peak Ground Deformation (cm) | 0.28052
72 | L7.2a | Roads | Urban | Landslide | Peak Ground Deformation (cm) | 0.283
73 | L7.2a | Roads | Urban | Landslide | Peak Ground Deformation (cm) | 0.28542
74 | L7.2a | Roads | Urban | Landslide | Peak Ground Deformation (cm) | 0.28779
75 | L7.2a | Roads | Urban | Landslide | Peak Ground Deformation (cm) | 0.29011
76 | L7.2a | Roads | Urban | Landslide | Peak Ground Deformation (cm) | 0.29237
77 | L7.2a | Roads | Urban | Landslide | Peak Ground Deformation (cm) | 0.29458
78 | L7.2a | Roads | Urban | Landslide | Peak Ground Deformation (cm) | 0.29675
79 | L7.2a | Roads | Urban | Landslide | Peak Ground Deformation (cm) | 0.29886
80 | L7.2a | Roads | Urban | Landslide | Peak Ground Deformation (cm) | 0.30092
81 | L7.2a | Roads | Urban | Landslide | Peak Ground Deformation (cm) | 0.30294
82 | L7.2a | Roads | Urban | Landslide | Peak Ground Deformation (cm) | 0.30491
83 | L7.2a | Roads | Urban | Landslide | Peak Ground Deformation (cm) | 0.30684
84 | L7.2a | Roads | Urban | Landslide | Peak Ground Deformation (cm) | 0.30873
85 | L7.2a | Roads | Urban | Landslide | Peak Ground Deformation (cm) | 0.31057
86 | L7.2a | Roads | Urban | Landslide | Peak Ground Deformation (cm) | 0.31237
87 | L7.2a | Roads | Urban | Landslide | Peak Ground Deformation (cm) | 0.31413
88 | L7.2a | Roads | Urban | Landslide | Peak Ground Deformation (cm) | 0.31585
89 | L7.2a | Roads | Urban | Landslide | Peak Ground Deformation (cm) | 0.31754
90 | L7.2a | Roads | Urban | Landslide | Peak Ground Deformation (cm) | 0.31918
91 | L7.2a | Roads | Urban | Landslide | Peak Ground Deformation (cm) | 0.32079
92 | L7.2a | Roads | Urban | Landslide | Peak Ground Deformation (cm) | 0.32236
93 | L7.2a | Roads | Urban | Landslide | Peak Ground Deformation (cm) | 0.3239
94 | L7.2a | Roads | Urban | Landslide | Peak Ground Deformation (cm) | 0.3254
95 | L7.2a | Roads | Urban | Landslide | Peak Ground Deformation (cm) | 0.32687
96 | L7.2a | Roads | Urban | Landslide | Peak Ground Deformation (cm) | 0.32831
97 | L7.2a | Roads | Urban | Landslide | Peak Ground Deformation (cm) | 0.32972
98 | L7.2a | Roads | Urban | Landslide | Peak Ground Deformation (cm) | 0.33109
99 | L7.2a | Roads | Urban | Landslide | Peak Ground Deformation (cm) | 0.33243
100 | L7.2a | Roads | Urban | Landslide | Peak Ground Deformation (cm) | 0.33375
101 | L7.2a | Roads | Urban | Landslide | Peak Ground Deformation (cm) | 0.33503
102 | L7.2a | Roads | Urban | Landslide | Peak Ground Deformation (cm) | 0.33629
103 | L7.2a | Roads | Urban | Landslide | Peak Ground Deformation (cm) | 0.33752
104 | L7.2a | Roads | Urban | Landslide | Peak Ground Deformation (cm) | 0.33873
105 | L7.2a | Roads | Urban | Landslide | Peak Ground Deformation (cm) | 0.3399
106 | L7.2a | Roads | Urban | Landslide | Peak Ground Deformation (cm) | 0.34105
107 | L7.2a | Roads | Urban | Landslide | Peak Ground Deformation (cm) | 0.34218
108 | L7.2a | Roads | Urban | Landslide | Peak Ground Deformation (cm) | 0.34328
109 | L7.2a | Roads | Urban | Landslide | Peak Ground Deformation (cm) | 0.34436
110 | L7.2a | Roads | Urban | Landslide | Peak Ground Deformation (cm) | 0.34542
111 | L7.2a | Roads | Urban | Landslide | Peak Ground Deformation (cm) | 0.34645
112 | L7.2a | Roads | Urban | Landslide | Peak Ground Deformation (cm) | 0.34746
113 | L7.2a | Roads | Urban | Landslide | Peak Ground Deformation (cm) | 0.34845
114 | L7.2a | Roads | Urban | Landslide | Peak Ground Deformation (cm) | 0.34942
115 | L7.2a | Roads | Urban | Landslide | Peak Ground Deformation (cm) | 0.35036
116 | L7.2a | Roads | Urban | Landslide | Peak Ground Deformation (cm) | 0.35129
117 | L7.2a | Roads | Urban | Landslide | Peak Ground Deformation (cm) | 0.3522
118 | L7.2a | Roads | Urban | Landslide | Peak Ground Deformation (cm) | 0.35309
119 | L7.2a | Roads | Urban | Landslide | Peak Ground Deformation (cm) | 0.35396
120 | L7.2a | Roads | Urban | Landslide | Peak Ground Deformation (cm) | 0.35481
121 | L7.2a | Roads | Urban | Landslide | Peak Ground Deformation (cm) | 0.35564
122 | L7.2a | Roads | Urban | Landslide | Peak Ground Deformation (cm) | 0.35645
123 | L7.2a | Roads | Urban | Landslide | Peak Ground Deformation (cm) | 0.35725
124 | L7.2a | Roads | Urban | Landslide | Peak Ground Deformation (cm) | 0.35804
125 | L7.2a | Roads | Urban | Landslide | Peak Ground Deformation (cm) | 0.3588
0 | L7.2b | Roads | Urban | Landslide | Peak Ground Deformation (cm) | 0
1 | L7.2b | Roads | Urban | Landslide | Peak Ground Deformation (cm) | 7.6104e-06
2 | L7.2b | Roads | Urban | Landslide | Peak Ground Deformation (cm) | 0.00029166
3 | L7.2b | Roads | Urban | Landslide | Peak Ground Deformation (cm) | 0.0016388
4 | L7.2b | Roads | Urban | Landslide | Peak Ground Deformation (cm) | 0.004696
5 | L7.2b | Roads | Urban | Landslide | Peak Ground Deformation (cm) | 0.0096845
6 | L7.2b | Roads | Urban | Landslide | Peak Ground Deformation (cm) | 0.016531
7 | L7.2b | Roads | Urban | Landslide | Peak Ground Deformation (cm) | 0.025023
8 | L7.2b | Roads | Urban | Landslide | Peak Ground Deformation (cm) | 0.034909
9 | L7.2b | Roads | Urban | Landslide | Peak Ground Deformation (cm) | 0.045943
10 | L7.2b | Roads | Urban | Landslide | Peak Ground Deformation (cm) | 0.057906
11 | L7.2b | Roads | Urban | Landslide | Peak Ground Deformation (cm) | 0.070611
12 | L7.2b | Roads | Urban | Landslide | Peak Ground Deformation (cm) | 0.083901
13 | L7.2b | Roads | Urban | Landslide | Peak Ground Deformation (cm) | 0.097644
14 | L7.2b | Roads | Urban | Landslide | Peak Ground Deformation (cm) | 0.11173
15 | L7.2b | Roads | Urban | Landslide | Peak Ground Deformation (cm) | 0.12608
16 | L7.2b | Roads | Urban | Landslide | Peak Ground Deformation (cm) | 0.14061
17 | L7.2b | Roads | Urban | Landslide | Peak Ground Deformation (cm) | 0.15527
18 | L7.2b | Roads | Urban | Landslide | Peak Ground Deformation (cm) | 0.16999
19 | L7.2b | Roads | Urban | Landslide | Peak Ground Deformation (cm) | 0.18474
20 | L7.2b | Roads | Urban | Landslide | Peak Ground Deformation (cm) | 0.19948
21 | L7.2b | Roads | Urban | Landslide | Peak Ground Deformation (cm) | 0.21417
22 | L7.2b | Roads | Urban | Landslide | Peak Ground Deformation (cm) | 0.2288
23 | L7.2b | Roads | Urban | Landslide | Peak Ground Deformation (cm) | 0.24333
24 | L7.2b | Roads | Urban | Landslide | Peak Ground Deformation (cm) | 0.25775
25 | L7.2b | Roads | Urban | Landslide | Peak Ground Deformation (cm) | 0.27204
26 | L7.2b | Roads | Urban | Landslide | Peak Ground Deformation (cm) | 0.28618
27 | L7.2b | Roads | Urban | Landslide | Peak Ground Deformation (cm) | 0.30017
28 | L7.2b | Roads | Urban | Landslide | Peak Ground Deformation (cm) | 0.31399
29 | L7.2b | Roads | Urban | Landslide | Peak Ground Deformation (cm) | 0.32762
30 | L7.2b | Roads | Urban | Landslide | Peak Ground Deformation (cm) | 0.34108
31 | L7.2b | Roads | Urban | Landslide | Peak Ground Deformation (cm) | 0.35434
32 | L7.2b | Roads | Urban | Landslide | Peak Ground Deformation (cm) | 0.3674
33 | L7.2b | Roads | Urban | Landslide | Peak Ground Deformation (cm) | 0.38025
34 | L7.2b | Roads | Urban | Landslide | Peak Ground Deformation (cm) | 0.3929
35 | L7.2b | Roads | Urban | Landslide | Peak Ground Deformation (cm) | 0.40535
36 | L7.2b | Roads | Urban | Landslide | Peak Ground Deformation (cm) | 0.41757
37 | L7.2b | Roads | Urban | Landslide | Peak Ground Deformation (cm) | 0.42959
38 | L7.2b | Roads | Urban | Landslide | Peak Ground Deformation (cm) | 0.44139
39 | L7.2b | Roads | Urban | Landslide | Peak Ground Deformation (cm) | 0.45297
40 | L7.2b | Roads | Urban | Landslide | Peak Ground Deformation (cm) | 0.46434
41 | L7.2b | Roads | Urban | Landslide | Peak Ground Deformation (cm) | 0.4755
42 | L7.2b | Roads | Urban | Landslide | Peak Ground Deformation (cm) | 0.48644
43 | L7.2b | Roads | Urban | Landslide | Peak Ground Deformation (cm) | 0.49717
44 | L7.2b | Roads | Urban | Landslide | Peak Ground Deformation (cm) | 0.50768
45 | L7.2b | Roads | Urban | Landslide | Peak Ground Deformation (cm) | 0.51799
46 | L7.2b | Roads | Urban | Landslide | Peak Ground Deformation (cm) | 0.52809
47 | L7.2b | Roads | Urban | Landslide | Peak Ground Deformation (cm) | 0.53798
48 | L7.2b | Roads | Urban | Landslide | Peak Ground Deformation (cm) | 0.54768
49 | L7.2b | Roads | Urban | Landslide | Peak Ground Deformation (cm) | 0.55717
50 | L7.2b | Roads | Urban | Landslide | Peak Ground Deformation (cm) | 0.56646
51 | L7.2b | Roads | Urban | Landslide | Peak Ground Deformation (cm) | 0.57556
52 | L7.2b | Roads | Urban | Landslide | Peak Ground Deformation (cm) | 0.58446
53 | L7.2b | Roads | Urban | Landslide | Peak Ground Deformation (cm) | 0.59318
54 | L7.2b | Roads | Urban | Landslide | Peak Ground Deformation (cm) | 0.60171
55 | L7.2b | Roads | Urban | Landslide | Peak Ground Deformation (cm) | 0.61005
56 | L7.2b | Roads | Urban | Landslide | Peak Ground Deformation (cm) | 0.61822
57 | L7.2b | Roads | Urban | Landslide | Peak Ground Deformation (cm) | 0.62621
58 | L7.2b | Roads | Urban | Landslide | Peak Ground Deformation (cm) | 0.63402
59 | L7.2b | Roads | Urban | Landslide | Peak Ground Deformation (cm) | 0.64167
60 | L7.2b | Roads | Urban | Landslide | Peak Ground Deformation (cm) | 0.64914
61 | L7.2b | Roads | Urban | Landslide | Peak Ground Deformation (cm) | 0.65646
62 | L7.2b | Roads | Urban | Landslide | Peak Ground Deformation (cm) | 0.66361
63 | L7.2b | Roads | Urban | Landslide | Peak Ground Deformation (cm) | 0.6706
64 | L7.2b | Roads | Urban | Landslide | Peak Ground Deformation (cm) | 0.67744
65 | L7.2b | Roads | Urban | Landslide | Peak Ground Deformation (cm) | 0.68413
66 | L7.2b | Roads | Urban | Landslide | Peak Ground Deformation (cm) | 0.69067
67 | L7.2b | Roads | Urban | Landslide | Peak Ground Deformation (cm) | 0.69706
68 | L7.2b | Roads | Urban | Landslide | Peak Ground Deformation (cm) | 0.70332
69 | L7.2b | Roads | Urban | Landslide | Peak Ground Deformation (cm) | 0.70943
70 | L7.2b | Roads | Urban | Landslide | Peak Ground Deformation (cm) | 0.71541
71 | L7.2b | Roads | Urban | Landslide | Peak Ground Deformation (cm) | 0.72125
72 | L7.2b | Roads | Urban | Landslide | Peak Ground Deformation (cm) | 0.72696
73 | L7.2b | Roads | Urban | Landslide | Peak Ground Deformation (cm) | 0.73255
74 | L7.2b | Roads | Urban | Landslide | Peak Ground Deformation (cm) | 0.73801
75 | L7.2b | Roads | Urban | Landslide | Peak Ground Deformation (cm) | 0.74335
76 | L7.2b | Roads | Urban | Landslide | Peak Ground Deformation (cm) | 0.74857
77 | L7.2b | Roads | Urban | Landslide | Peak Ground Deformation (cm) | 0.75368
78 | L7.2b | Roads | Urban | Landslide | Peak Ground Deformation (cm) | 0.75867
79 | L7.2b | Roads | Urban | Landslide | Peak Ground Deformation (cm) | 0.76355
80 | L7.2b | Roads | Urban | Landslide | Peak Ground Deformation (cm) | 0.76832
81 | L7.2b | Roads | Urban | Landslide | Peak Ground Deformation (cm) | 0.77298
82 | L7.2b | Roads | Urban | Landslide | Peak Ground Deformation (cm) | 0.77754
83 | L7.2b | Roads | Urban | Landslide | Peak Ground Deformation (cm) | 0.782
84 | L7.2b | Roads | Urban | Landslide | Peak Ground Deformation (cm) | 0.78636
85 | L7.2b | Roads | Urban | Landslide | Peak Ground Deformation (cm) | 0.79063
86 | L7.2b | Roads | Urban | Landslide | Peak Ground Deformation (cm) | 0.7948
87 | L7.2b | Roads | Urban | Landslide | Peak Ground Deformation (cm) | 0.79887
88 | L7.2b | Roads | Urban | Landslide | Peak Ground Deformation (cm) | 0.80286
89 | L7.2b | Roads | Urban | Landslide | Peak Ground Deformation (cm) | 0.80676
90 | L7.2b | Roads | Urban | Landslide | Peak Ground Deformation (cm) | 0.81057
91 | L7.2b | Roads | Urban | Landslide | Peak Ground Deformation (cm) | 0.8143
92 | L7.2b | Roads | Urban | Landslide | Peak Ground Deformation (cm) | 0.81795
93 | L7.2b | Roads | Urban | Landslide | Peak Ground Deformation (cm) | 0.82152
94 | L7.2b | Roads | Urban | Landslide | Peak Ground Deformation (cm) | 0.82501
95 | L7.2b | Roads | Urban | Landslide | Peak Ground Deformation (cm) | 0.82842
96 | L7.2b | Roads | Urban | Landslide | Peak Ground Deformation (cm) | 0.83176
97 | L7.2b | Roads | Urban | Landslide | Peak Ground Deformation (cm) | 0.83502
98 | L7.2b | Roads | Urban | Landslide | Peak Ground Deformation (cm) | 0.83822
99 | L7.2b | Roads | Urban | Landslide | Peak Ground Deformation (cm) | 0.84134
100 | L7.2b | Roads | Urban | Landslide | Peak Ground Deformation (cm) | 0.8444
101 | L7.2b | Roads | Urban | Landslide | Peak Ground Deformation (cm) | 0.84739
102 | L7.2b | Roads | Urban | Landslide | Peak Ground Deformation (cm) | 0.85032
103 | L7.2b | Roads | Urban | Landslide | Peak Ground Deformation (cm) | 0.85318
104 | L7.2b | Roads | Urban | Landslide | Peak Ground Deformation (cm) | 0.85598
105 | L7.2b | Roads | Urban | Landslide | Peak Ground Deformation (cm) | 0.85872
106 | L7.2b | Roads | Urban | Landslide | Peak Ground Deformation (cm) | 0.8614
107 | L7.2b | Roads | Urban | Landslide | Peak Ground Deformation (cm) | 0.86403
108 | L7.2b | Roads | Urban | Landslide | Peak Ground Deformation (cm) | 0.8666
109 | L7.2b | Roads | Urban | Landslide | Peak Ground Deformation (cm) | 0.86911
110 | L7.2b | Roads | Urban | Landslide | Peak Ground Deformation (cm) | 0.87157
111 | L7.2b | Roads | Urban | Landslide | Peak Ground Deformation (cm) | 0.87398
112 | L7.2b | Roads | Urban | Landslide | Peak Ground Deformation (cm) | 0.87634
113 | L7.2b | Roads | Urban | Landslide | Peak Ground Deformation (cm) | 0.87865
114 | L7.2b | Roads | Urban | Landslide | Peak Ground Deformation (cm) | 0.8809
115 | L7.2b | Roads | Urban | Landslide | Peak Ground Deformation (cm) | 0.88311
116 | L7.2b | Roads | Urban | Landslide | Peak Ground Deformation (cm) | 0.88528
117 | L7.2b | Roads | Urban | Landslide | Peak Ground Deformation (cm) | 0.8874
118 | L7.2b | Roads | Urban | Landslide | Peak Ground Deformation (cm) | 0.88947
119 | L7.2b | Roads | Urban | Landslide | Peak Ground Deformation (cm) | 0.89151
120 | L7.2b | Roads | Urban | Landslide | Peak Ground Deformation (cm) | 0.89349
121 | L7.2b | Roads | Urban | Landslide | Peak Ground Deformation (cm) | 0.89544
122 | L7.2b | Roads | Urban | Landslide | Peak Ground Deformation (cm) | 0.89735
123 | L7.2b | Roads | Urban | Landslide | Peak Ground Deformation (cm) | 0.89922
124 | L7.2b | Roads | Urban | Landslide | Peak Ground Deformation (cm) | 0.90105
125 | L7.2b | Roads | Urban | Landslide | Peak Ground Deformation (cm) | 0.90284
0 | L8.1 | Railway | Interstate and state railway | Landslide | Peak Ground Deformation (cm) | 0
1 | L8.1 | Railway | Interstate and state railway | Landslide | Peak Ground Deformation (cm) | 2.664e-08
2 | L8.1 | Railway | Interstate and state railway | Landslide | Peak Ground Deformation (cm) | 2.5716e-06
3 | L8.1 | Railway | Interstate and state railway | Landslide | Peak Ground Deformation (cm) | 2.4424e-05
4 | L8.1 | Railway | Interstate and state railway | Landslide | Peak Ground Deformation (cm) | 0.00010049
5 | L8.1 | Railway | Interstate and state railway | Landslide | Peak Ground Deformation (cm) | 0.00027212
6 | L8.1 | Railway | Interstate and state railway | Landslide | Peak Ground Deformation (cm) | 0.0005764
7 | L8.1 | Railway | Interstate and state railway | Landslide | Peak Ground Deformation (cm) | 0.0010415
8 | L8.1 | Railway | Interstate and state railway | Landslide | Peak Ground Deformation (cm) | 0.0016857
9 | L8.1 | Railway | Interstate and state railway | Landslide | Peak Ground Deformation (cm) | 0.0025191
10 | L8.1 | Railway | Interstate and state railway | Landslide | Peak Ground Deformation (cm) | 0.0035449
11 | L8.1 | Railway | Interstate and state railway | Landslide | Peak Ground Deformation (cm) | 0.0047612
12 | L8.1 | Railway | Interstate and state railway | Landslide | Peak Ground Deformation (cm) | 0.0061629
13 | L8.1 | Railway | Interstate and state railway | Landslide | Peak Ground Deformation (cm) | 0.0077422
14 | L8.1 | Railway | Interstate and state railway | Landslide | Peak Ground Deformation (cm) | 0.0094902
15 | L8.1 | Railway | Interstate and state railway | Landslide | Peak Ground Deformation (cm) | 0.011397
16 | L8.1 | Railway | Interstate and state railway | Landslide | Peak Ground Deformation (cm) | 0.013452
17 | L8.1 | Railway | Interstate and state railway | Landslide | Peak Ground Deformation (cm) | 0.015646
18 | L8.1 | Railway | Interstate and state railway | Landslide | Peak Ground Deformation (cm) | 0.017969
19 | L8.1 | Railway | Interstate and state railway | Landslide | Peak Ground Deformation (cm) | 0.02041
20 | L8.1 | Railway | Interstate and state railway | Landslide | Peak Ground Deformation (cm) | 0.022962
21 | L8.1 | Railway | Interstate and state railway | Landslide | Peak Ground Deformation (cm) | 0.025616
22 | L8.1 | Railway | Interstate and state railway | Landslide | Peak Ground Deformation (cm) | 0.028363
23 | L8.1 | Railway | Interstate and state railway | Landslide | Peak Ground Deformation (cm) | 0.031197
24 | L8.1 | Railway | Interstate and state railway | Landslide | Peak Ground Deformation (cm) | 0.034111
25 | L8.1 | Railway | Interstate and state railway | Landslide | Peak Ground Deformation (cm) | 0.037097
26 | L8.1 | Railway | Interstate and state railway | Landslide | Peak Ground Deformation (cm) | 0.040152
27 | L8.1 | Railway | Interstate and state railway | Landslide | Peak Ground Deformation (cm) | 0.043268
28 | L8.1 | Railway | Interstate and state railway | Landslide | Peak Ground Deformation (cm) | 0.046441
29 | L8.1 | Railway | Interstate and state railway | Landslide | Peak Ground Deformation (cm) | 0.049667
30 | L8.1 | Railway | Interstate and state railway | Landslide | Peak Ground Deformation (cm) | 0.052941
31 | L8.1 | Railway | Interstate and state railway | Landslide | Peak Ground Deformation (cm) | 0.05626
32 | L8.1 | Railway | Interstate and state railway | Landslide | Peak Ground Deformation (cm) | 0.059619
33 | L8.1 | Railway | Interstate and state railway | Landslide | Peak Ground Deformation (cm) | 0.063015
34 | L8.1 | Railway | Interstate and state railway | Landslide | Peak Ground Deformation (cm) | 0.066446
35 | L8.1 | Railway | Interstate and state railway | Landslide | Peak Ground Deformation (cm) | 0.069908
36 | L8.1 | Railway | Interstate and state railway | Landslide | Peak Ground Deformation (cm) | 0.073399
37 | L8.1 | Railway | Interstate and state railway | Landslide | Peak Ground Deformation (cm) | 0.076916
38 | L8.1 | Railway | Interstate and state railway | Landslide | Peak Ground Deformation (cm) | 0.080457
39 | L8.1 | Railway | Interstate and state railway | Landslide | Peak Ground Deformation (cm) | 0.08402
40 | L8.1 | Railway | Interstate and state railway | Landslide | Peak Ground Deformation (cm) | 0.087602
41 | L8.1 | Railway | Interstate and state railway | Landslide | Peak Ground Deformation (cm) | 0.091202
42 | L8.1 | Railway | Interstate and state railway | Landslide | Peak Ground Deformation (cm) | 0.094818
43 | L8.1 | Railway | Interstate and state railway | Landslide | Peak Ground Deformation (cm) | 0.098448
44 | L8.1 | Railway | Interstate and state railway | Landslide | Peak Ground Deformation (cm) | 0.10209
45 | L8.1 | Railway | Interstate and state railway | Landslide | Peak Ground Deformation (cm) | 0.10574
46 | L8.1 | Railway | Interstate and state railway | Landslide | Peak Ground Deformation (cm) | 0.10941
47 | L8.1 | Railway | Interstate and state railway | Landslide | Peak Ground Deformation (cm) | 0.11308
48 | L8.1 | Railway | Interstate and state railway | Landslide | Peak Ground Deformation (cm) | 0.11676
49 | L8.1 | Railway | Interstate and state railway | Landslide | Peak Ground Deformation (cm) | 0.12044
50 | L8.1 | Railway | Interstate and state railway | Landslide | Peak Ground Deformation (cm) | 0.12413
51 | L8.1 | Railway | Interstate and state railway | Landslide | Peak Ground Deformation (cm) | 0.12782
52 | L8.1 | Railway | Interstate and state railway | Landslide | Peak Ground Deformation (cm) | 0.13152
53 | L8.1 | Railway | Interstate and state railway | Landslide | Peak Ground Deformation (cm) | 0.13522
54 | L8.1 | Railway | Interstate and state railway | Landslide | Peak Ground Deformation (cm) | 0.13891
55 | L8.1 | Railway | Interstate and state railway | Landslide | Peak Ground Deformation (cm) | 0.14261
56 | L8.1 | Railway | Interstate and state railway | Landslide | Peak Ground Deformation (cm) | 0.1463
57 | L8.1 | Railway | Interstate and state railway | Landslide | Peak Ground Deformation (cm) | 0.15
58 | L8.1 | Railway | Interstate and state railway | Landslide | Peak Ground Deformation (cm) | 0.15369
59 | L8.1 | Railway | Interstate and state railway | Landslide | Peak Ground Deformation (cm) | 0.15737
60 | L8.1 | Railway | Interstate and state railway | Landslide | Peak Ground Deformation (cm) | 0.16105
61 | L8.1 | Railway | Interstate and state railway | Landslide | Peak Ground Deformation (cm) | 0.16473
62 | L8.1 | Railway | Interstate and state railway | Landslide | Peak Ground Deformation (cm) | 0.1684
63 | L8.1 | Railway | Interstate and state railway | Landslide | Peak Ground Deformation (cm) | 0.17206
64 | L8.1 | Railway | Interstate and state railway | Landslide | Peak Ground Deformation (cm) | 0.17572
65 | L8.1 | Railway | Interstate and state railway | Landslide | Peak Ground Deformation (cm) | 0.17937
66 | L8.1 | Railway | Interstate and state railway | Landslide | Peak Ground Deformation (cm) | 0.18301
67 | L8.1 | Railway | Interstate and state railway | Landslide | Peak Ground Deformation (cm) | 0.18664
68 | L8.1 | Railway | Interstate and state railway | Landslide | Peak Ground Deformation (cm) | 0.19026
69 | L8.1 | Railway | Interstate and state railway | Landslide | Peak Ground Deformation (cm) | 0.19387
70 | L8.1 | Railway | Interstate and state railway | Landslide | Peak Ground Deformation (cm) | 0.19747
71 | L8.1 | Railway | Interstate and state railway | Landslide | Peak Ground Deformation (cm) | 0.20105
72 | L8.1 | Railway | Interstate and state railway | Landslide | Peak Ground Deformation (cm) | 0.20463
73 | L8.1 | Railway | Interstate and state railway | Landslide | Peak Ground Deformation (cm) | 0.20819
74 | L8.1 | Railway | Interstate and state railway | Landslide | Peak Ground Deformation (cm) | 0.21175
75 | L8.1 | Railway | Interstate and state railway | Landslide | Peak Ground Deformation (cm) | 0.21528
76 | L8.1 | Railway | Interstate and state railway | Landslide | Peak Ground Deformation (cm) | 0.21881
77 | L8.1 | Railway | Interstate and state railway | Landslide | Peak Ground Deformation (cm) | 0.22232
78 | L8.1 | Railway | Interstate and state railway | Landslide | Peak Ground Deformation (cm) | 0.22582
79 | L8.1 | Railway | Interstate and state railway | Landslide | Peak Ground Deformation (cm) | 0.2293
80 | L8.1 | Railway | Interstate and state railway | Landslide | Peak Ground Deformation (cm) | 0.23277
81 | L8.1 | Railway | Interstate and state railway | Landslide | Peak Ground Deformation (cm) | 0.23622
82 | L8.1 | Railway | Interstate and state railway | Landslide | Peak Ground Deformation (cm) | 0.23966
83 | L8.1 | Railway | Interstate and state railway | Landslide | Peak Ground Deformation (cm) | 0.24308
84 | L8.1 | Railway | Interstate and state railway | Landslide | Peak Ground Deformation (cm) | 0.24648
85 | L8.1 | Railway | Interstate and state railway | Landslide | Peak Ground Deformation (cm) | 0.24987
86 | L8.1 | Railway | Interstate and state railway | Landslide | Peak Ground Deformation (cm) | 0.25324
87 | L8.1 | Railway | Interstate and state railway | Landslide | Peak Ground Deformation (cm) | 0.2566
88 | L8.1 | Railway | Interstate and state railway | Landslide | Peak Ground Deformation (cm) | 0.25994
89 | L8.1 | Railway | Interstate and state railway | Landslide | Peak Ground Deformation (cm) | 0.26326
90 | L8.1 | Railway | Interstate and state railway | Landslide | Peak Ground Deformation (cm) | 0.26656
91 | L8.1 | Railway | Interstate and state railway | Landslide | Peak Ground Deformation (cm) | 0.26985
92 | L8.1 | Railway | Interstate and state railway | Landslide | Peak Ground Deformation (cm) | 0.27312
93 | L8.1 | Railway | Interstate and state railway | Landslide | Peak Ground Deformation (cm) | 0.27637
94 | L8.1 | Railway | Interstate and state railway | Landslide | Peak Ground Deformation (cm) | 0.2796
95 | L8.1 | Railway | Interstate and state railway | Landslide | Peak Ground Deformation (cm) | 0.28281
96 | L8.1 | Railway | Interstate and state railway | Landslide | Peak Ground Deformation (cm) | 0.28601
97 | L8.1 | Railway | Interstate and state railway | Landslide | Peak Ground Deformation (cm) | 0.28919
98 | L8.1 | Railway | Interstate and state railway | Landslide | Peak Ground Deformation (cm) | 0.29234
99 | L8.1 | Railway | Interstate and state railway | Landslide | Peak Ground Deformation (cm) | 0.29548
100 | L8.1 | Railway | Interstate and state railway | Landslide | Peak Ground Deformation (cm) | 0.2986
101 | L8.1 | Railway | Interstate and state railway | Landslide | Peak Ground Deformation (cm) | 0.3017
102 | L8.1 | Railway | Interstate and state railway | Landslide | Peak Ground Deformation (cm) | 0.30479
103 | L8.1 | Railway | Interstate and state railway | Landslide | Peak Ground Deformation (cm) | 0.30785
104 | L8.1 | Railway | Interstate and state railway | Landslide | Peak Ground Deformation (cm) | 0.31089
105 | L8.1 | Railway | Interstate and state railway | Landslide | Peak Ground Deformation (cm) | 0.31392
106 | L8.1 | Railway | Interstate and state railway | Landslide | Peak Ground Deformation (cm) | 0.31692
107 | L8.1 | Railway | Interstate and state railway | Landslide | Peak Ground Deformation (cm) | 0.31991
108 | L8.1 | Railway | Interstate and state railway | Landslide | Peak Ground Deformation (cm) | 0.32287
109 | L8.1 | Railway | Interstate and state railway | Landslide | Peak Ground Deformation (cm) | 0.32582
110 | L8.1 | Railway | Interstate and state railway | Landslide | Peak Ground Deformation (cm) | 0.32875
111 | L8.1 | Railway | Interstate and state railway | Landslide | Peak Ground Deformation (cm) | 0.33165
112 | L8.1 | Railway | Interstate and state railway | Landslide | Peak Ground Deformation (cm) | 0.33454
113 | L8.1 | Railway | Interstate and state railway | Landslide | Peak Ground Deformation (cm) | 0.33741
114 | L8.1 | Railway | Interstate and state railway | Landslide | Peak Ground Deformation (cm) | 0.34026
115 | L8.1 | Railway | Interstate and state railway | Landslide | Peak Ground Deformation (cm) | 0.34309
116 | L8.1 | Railway | Interstate and state railway | Landslide | Peak Ground Deformation (cm) | 0.3459
117 | L8.1 | Railway | Interstate and state railway | Landslide | Peak Ground Deformation (cm) | 0.34869
118 | L8.1 | Railway | Interstate and state railway | Landslide | Peak Ground Deformation (cm) | 0.35146
119 | L8.1 | Railway | Interstate and state railway | Landslide | Peak Ground Deformation (cm) | 0.35421
120 | L8.1 | Railway | Interstate and state railway | Landslide | Peak Ground Deformation (cm) | 0.35694
121 | L8.1 | Railway | Interstate and state railway | Landslide | Peak Ground Deformation (cm) | 0.35965
122 | L8.1 | Railway | Interstate and state railway | Landslide | Peak Ground Deformation (cm) | 0.36234
123 | L8.1 | Railway | Interstate and state railway | Landslide | Peak Ground Deformation (cm) | 0.36501
124 | L8.1 | Railway | Interstate and state railway | Landslide | Peak Ground Deformation (cm) | 0.36767
125 | L8.1 | Railway | Interstate and state railway | Landslide | Peak Ground Deformation (cm) | 0.3703
0 | L8.1a | Railway | Interstate and state railway | Landslide | Peak Ground Deformation (cm) | 0
1 | L8.1a | Railway | Interstate and state railway | Landslide | Peak Ground Deformation (cm) | 5.5653e-09
2 | L8.1a | Railway | Interstate and state railway | Landslide | Peak Ground Deformation (cm) | 5.7226e-07
3 | L8.1a | Railway | Interstate and state railway | Landslide | Peak Ground Deformation (cm) | 5.816e-06
4 | L8.1a | Railway | Interstate and state railway | Landslide | Peak Ground Deformation (cm) | 2.5596e-05
5 | L8.1a | Railway | Interstate and state railway | Landslide | Peak Ground Deformation (cm) | 7.3946e-05
6 | L8.1a | Railway | Interstate and state railway | Landslide | Peak Ground Deformation (cm) | 0.0001665
7 | L8.1a | Railway | Interstate and state railway | Landslide | Peak Ground Deformation (cm) | 0.00031849
8 | L8.1a | Railway | Interstate and state railway | Landslide | Peak Ground Deformation (cm) | 0.00054357
9 | L8.1a | Railway | Interstate and state railway | Landslide | Peak Ground Deformation (cm) | 0.00085314
10 | L8.1a | Railway | Interstate and state railway | Landslide | Peak Ground Deformation (cm) | 0.0012562
11 | L8.1a | Railway | Interstate and state railway | Landslide | Peak Ground Deformation (cm) | 0.0017593
12 | L8.1a | Railway | Interstate and state railway | Landslide | Peak Ground Deformation (cm) | 0.0023669
13 | L8.1a | Railway | Interstate and state railway | Landslide | Peak Ground Deformation (cm) | 0.0030815
14 | L8.1a | Railway | Interstate and state railway | Landslide | Peak Ground Deformation (cm) | 0.0039037
15 | L8.1a | Railway | Interstate and state railway | Landslide | Peak Ground Deformation (cm) | 0.004833
16 | L8.1a | Railway | Interstate and state railway | Landslide | Peak Ground Deformation (cm) | 0.0058676
17 | L8.1a | Railway | Interstate and state railway | Landslide | Peak Ground Deformation (cm) | 0.0070048
18 | L8.1a | Railway | Interstate and state railway | Landslide | Peak Ground Deformation (cm) | 0.0082413
19 | L8.1a | Railway | Interstate and state railway | Landslide | Peak Ground Deformation (cm) | 0.0095731
20 | L8.1a | Railway | Interstate and state railway | Landslide | Peak Ground Deformation (cm) | 0.010996
21 | L8.1a | Railway | Interstate and state railway | Landslide | Peak Ground Deformation (cm) | 0.012505
22 | L8.1a | Railway | Interstate and state railway | Landslide | Peak Ground Deformation (cm) | 0.014097
23 | L8.1a | Railway | Interstate and state railway | Landslide | Peak Ground Deformation (cm) | 0.015765
24 | L8.1a | Railway | Interstate and state railway | Landslide | Peak Ground Deformation (cm) | 0.017506
25 | L8.1a | Railway | Interstate and state railway | Landslide | Peak Ground Deformation (cm) | 0.019315
26 | L8.1a | Railway | Interstate and state railway | Landslide | Peak Ground Deformation (cm) | 0.021186
27 | L8.1a | Railway | Interstate and state railway | Landslide | Peak Ground Deformation (cm) | 0.023117
28 | L8.1a | Railway | Interstate and state railway | Landslide | Peak Ground Deformation (cm) | 0.025102
29 | L8.1a | Railway | Interstate and state railway | Landslide | Peak Ground Deformation (cm) | 0.027136
30 | L8.1a | Railway | Interstate and state railway | Landslide | Peak Ground Deformation (cm) | 0.029218
31 | L8.1a | Railway | Interstate and state railway | Landslide | Peak Ground Deformation (cm) | 0.031341
32 | L8.1a | Railway | Interstate and state railway | Landslide | Peak Ground Deformation (cm) | 0.033503
33 | L8.1a | Railway | Interstate and state railway | Landslide | Peak Ground Deformation (cm) | 0.035701
34 | L8.1a | Railway | Interstate and state railway | Landslide | Peak Ground Deformation (cm) | 0.03793
35 | L8.1a | Railway | Interstate and state railway | Landslide | Peak Ground Deformation (cm) | 0.040189
36 | L8.1a | Railway | Interstate and state railway | Landslide | Peak Ground Deformation (cm) | 0.042473
37 | L8.1a | Railway | Interstate and state railway | Landslide | Peak Ground Deformation (cm) | 0.044781
38 | L8.1a | Railway | Interstate and state railway | Landslide | Peak Ground Deformation (cm) | 0.04711
39 | L8.1a | Railway | Interstate and state railway | Landslide | Peak Ground Deformation (cm) | 0.049457
40 | L8.1a | Railway | Interstate and state railway | Landslide | Peak Ground Deformation (cm) | 0.05182
41 | L8.1a | Railway | Interstate and state railway | Landslide | Peak Ground Deformation (cm) | 0.054196
42 | L8.1a | Railway | Interstate and state railway | Landslide | Peak Ground Deformation (cm) | 0.056585
43 | L8.1a | Railway | Interstate and state railway | Landslide | Peak Ground Deformation (cm) | 0.058983
44 | L8.1a | Railway | Interstate and state railway | Landslide | Peak Ground Deformation (cm) | 0.06139
45 | L8.1a | Railway | Interstate and state railway | Landslide | Peak Ground Deformation (cm) | 0.063803
46 | L8.1a | Railway | Interstate and state railway | Landslide | Peak Ground Deformation (cm) | 0.066222
47 | L8.1a | Railway | Interstate and state railway | Landslide | Peak Ground Deformation (cm) | 0.068644
48 | L8.1a | Railway | Interstate and state railway | Landslide | Peak Ground Deformation (cm) | 0.071068
49 | L8.1a | Railway | Interstate and state railway | Landslide | Peak Ground Deformation (cm) | 0.073492
50 | L8.1a | Railway | Interstate and state railway | Landslide | Peak Ground Deformation (cm) | 0.075917
51 | L8.1a | Railway | Interstate and state railway | Landslide | Peak Ground Deformation (cm) | 0.07834
52 | L8.1a | Railway | Interstate and state railway | Landslide | Peak Ground Deformation (cm) | 0.080761
53 | L8.1a | Railway | Interstate and state railway | Landslide | Peak Ground Deformation (cm) | 0.083179
54 | L8.1a | Railway | Interstate and state railway | Landslide | Peak Ground Deformation (cm) | 0.085592
55 | L8.1a | Railway | Interstate and state railway | Landslide | Peak Ground Deformation (cm) | 0.088
56 | L8.1a | Railway | Interstate and state railway | Landslide | Peak Ground Deformation (cm) | 0.090402
57 | L8.1a | Railway | Interstate and state railway | Landslide | Peak Ground Deformation (cm) | 0.092798
58 | L8.1a | Railway | Interstate and state railway | Landslide | Peak Ground Deformation (cm) | 0.095186
59 | L8.1a | Railway | Interstate and state railway | Landslide | Peak Ground Deformation (cm) | 0.097567
60 | L8.1a | Railway | Interstate and state railway | Landslide | Peak Ground Deformation (cm) | 0.099939
61 | L8.1a | Railway | Interstate and state railway | Landslide | Peak Ground Deformation (cm) | 0.1023
62 | L8.1a | Railway | Interstate and state railway | Landslide | Peak Ground Deformation (cm) | 0.10465
63 | L8.1a | Railway | Interstate and state railway | Landslide | Peak Ground Deformation (cm) | 0.107
64 | L8.1a | Railway | Interstate and state railway | Landslide | Peak Ground Deformation (cm) | 0.10933
65 | L8.1a | Railway | Interstate and state railway | Landslide | Peak Ground Deformation (cm) | 0.11165
66 | L8.1a | Railway | Interstate and state railway | Landslide | Peak Ground Deformation (cm) | 0.11396
67 | L8.1a | Railway | Interstate and state railway | Landslide | Peak Ground Deformation (cm) | 0.11626
68 | L8.1a | Railway | Interstate and state railway | Landslide | Peak Ground Deformation (cm) | 0.11855
69 | L8.1a | Railway | Interstate and state railway | Landslide | Peak Ground Deformation (cm) | 0.12082
70 | L8.1a | Railway | Interstate and state railway | Landslide | Peak Ground Deformation (cm) | 0.12308
71 | L8.1a | Railway | Interstate and state railway | Landslide | Peak Ground Deformation (cm) | 0.12533
72 | L8.1a | Railway | Interstate and state railway | Landslide | Peak Ground Deformation (cm) | 0.12757
73 | L8.1a | Railway | Interstate and state railway | Landslide | Peak Ground Deformation (cm) | 0.12979
74 | L8.1a | Railway | Interstate and state railway | Landslide | Peak Ground Deformation (cm) | 0.132
75 | L8.1a | Railway | Interstate and state railway | Landslide | Peak Ground Deformation (cm) | 0.1342
76 | L8.1a | Railway | Interstate and state railway | Landslide | Peak Ground Deformation (cm) | 0.13638
77 | L8.1a | Railway | Interstate and state railway | Landslide | Peak Ground Deformation (cm) | 0.13855
78 | L8.1a | Railway | Interstate and state railway | Landslide | Peak Ground Deformation (cm) | 0.1407
79 | L8.1a | Railway | Interstate and state railway | Landslide | Peak Ground Deformation (cm) | 0.14284
80 | L8.1a | Railway | Interstate and state railway | Landslide | Peak Ground Deformation (cm) | 0.14497
81 | L8.1a | Railway | Interstate and state railway | Landslide | Peak Ground Deformation (cm) | 0.14708
82 | L8.1a | Railway | Interstate and state railway | Landslide | Peak Ground Deformation (cm) | 0.14917
83 | L8.1a | Railway | Interstate and state railway | Landslide | Peak Ground Deformation (cm) | 0.15126
84 | L8.1a | Railway | Interstate and state railway | Landslide | Peak Ground Deformation (cm) | 0.15332
85 | L8.1a | Railway | Interstate and state railway | Landslide | Peak Ground Deformation (cm) | 0.15538
86 | L8.1a | Railway | Interstate and state railway | Landslide | Peak Ground Deformation (cm) | 0.15741
87 | L8.1a | Railway | Interstate and state railway | Landslide | Peak Ground Deformation (cm) | 0.15944
88 | L8.1a | Railway | Interstate and state railway | Landslide | Peak Ground Deformation (cm) | 0.16144
89 | L8.1a | Railway | Interstate and state railway | Landslide | Peak Ground Deformation (cm) | 0.16344
90 | L8.1a | Railway | Interstate and state railway | Landslide | Peak Ground Deformation (cm) | 0.16542
91 | L8.1a | Railway | Interstate and state railway | Landslide | Peak Ground Deformation (cm) | 0.16738
92 | L8.1a | Railway | Interstate and state railway | Landslide | Peak Ground Deformation (cm) | 0.16933
93 | L8.1a | Railway | Interstate and state railway | Landslide | Peak Ground Deformation (cm) | 0.17126
94 | L8.1a | Railway | Interstate and state railway | Landslide | Peak Ground Deformation (cm) | 0.17318
95 | L8.1a | Railway | Interstate and state railway | Landslide | Peak Ground Deformation (cm) | 0.17509
96 | L8.1a | Railway | Interstate and state railway | Landslide | Peak Ground Deformation (cm) | 0.17698
97 | L8.1a | Railway | Interstate and state railway | Landslide | Peak Ground Deformation (cm) | 0.17885
98 | L8.1a | Railway | Interstate and state railway | Landslide | Peak Ground Deformation (cm) | 0.18071
99 | L8.1a | Railway | Interstate and state railway | Landslide | Peak Ground Deformation (cm) | 0.18256
100 | L8.1a | Railway | Interstate and state railway | Landslide | Peak Ground Deformation (cm) | 0.18439
101 | L8.1a | Railway | Interstate and state railway | Landslide | Peak Ground Deformation (cm) | 0.18621
102 | L8.1a | Railway | Interstate and state railway | Landslide | Peak Ground Deformation (cm) | 0.18801
103 | L8.1a | Railway | Interstate and state railway | Landslide | Peak Ground Deformation (cm) | 0.18979
104 | L8.1a | Railway | Interstate and state railway | Landslide | Peak Ground Deformation (cm) | 0.19157
105 | L8.1a | Railway | Interstate and state railway | Landslide | Peak Ground Deformation (cm) | 0.19333
106 | L8.1a | Railway | Interstate and state railway | Landslide | Peak Ground Deformation (cm) | 0.19507
107 | L8.1a | Railway | Interstate and state railway | Landslide | Peak Ground Deformation (cm) | 0.1968
108 | L8.1a | Railway | Interstate and state railway | Landslide | Peak Ground Deformation (cm) | 0.19851
109 | L8.1a | Railway | Interstate and state railway | Landslide | Peak Ground Deformation (cm) | 0.20022
110 | L8.1a | Railway | Interstate and state railway | Landslide | Peak Ground Deformation (cm) | 0.2019
111 | L8.1a | Railway | Interstate and state railway | Landslide | Peak Ground Deformation (cm) | 0.20358
112 | L8.1a | Railway | Interstate and state railway | Landslide | Peak Ground Deformation (cm) | 0.20524
113 | L8.1a | Railway | Interstate and state railway | Landslide | Peak Ground Deformation (cm) | 0.20688
114 | L8.1a | Railway | Interstate and state railway | Landslide | Peak Ground Deformation (cm) | 0.20851
115 | L8.1a | Railway | Interstate and state railway | Landslide | Peak Ground Deformation (cm) | 0.21013
116 | L8.1a | Railway | Interstate and state railway | Landslide | Peak Ground Deformation (cm) | 0.21173
117 | L8.1a | Railway | Interstate and state railway | Landslide | Peak Ground Deformation (cm) | 0.21332
118 | L8.1a | Railway | Interstate and state railway | Landslide | Peak Ground Deformation (cm) | 0.2149
119 | L8.1a | Railway | Interstate and state railway | Landslide | Peak Ground Deformation (cm) | 0.21646
120 | L8.1a | Railway | Interstate and state railway | Landslide | Peak Ground Deformation (cm) | 0.21801
121 | L8.1a | Railway | Interstate and state railway | Landslide | Peak Ground Deformation (cm) | 0.21955
122 | L8.1a | Railway | Interstate and state railway | Landslide | Peak Ground Deformation (cm) | 0.22108
123 | L8.1a | Railway | Interstate and state railway | Landslide | Peak Ground Deformation (cm) | 0.22259
124 | L8.1a | Railway | Interstate and state railway | Landslide | Peak Ground Deformation (cm) | 0.22408
125 | L8.1a | Railway | Interstate and state railway | Landslide | Peak Ground Deformation (cm) | 0.22557
0 | L8.1a | Railway | Interstate and state railway | Landslide | Peak Ground Deformation (cm) | 0
1 | L8.1a | Railway | Interstate and state railway | Landslide | Peak Ground Deformation (cm) | 7.9489e-08
2 | L8.1a | Railway | Interstate and state railway | Landslide | Peak Ground Deformation (cm) | 7.6093e-06
3 | L8.1a | Railway | Interstate and state railway | Landslide | Peak Ground Deformation (cm) | 7.1572e-05
4 | L8.1a | Railway | Interstate and state railway | Landslide | Peak Ground Deformation (cm) | 0.00029141
5 | L8.1a | Railway | Interstate and state railway | Landslide | Peak Ground Deformation (cm) | 0.00078052
6 | L8.1a | Railway | Interstate and state railway | Landslide | Peak Ground Deformation (cm) | 0.0016349
7 | L8.1a | Railway | Interstate and state railway | Landslide | Peak Ground Deformation (cm) | 0.0029206
8 | L8.1a | Railway | Interstate and state railway | Landslide | Peak Ground Deformation (cm) | 0.0046738
9 | L8.1a | Railway | Interstate and state railway | Landslide | Peak Ground Deformation (cm) | 0.0069056
10 | L8.1a | Railway | Interstate and state railway | Landslide | Peak Ground Deformation (cm) | 0.0096084
11 | L8.1a | Railway | Interstate and state railway | Landslide | Peak Ground Deformation (cm) | 0.012762
12 | L8.1a | Railway | Interstate and state railway | Landslide | Peak Ground Deformation (cm) | 0.016338
13 | L8.1a | Railway | Interstate and state railway | Landslide | Peak Ground Deformation (cm) | 0.020302
14 | L8.1a | Railway | Interstate and state railway | Landslide | Peak Ground Deformation (cm) | 0.024621
15 | L8.1a | Railway | Interstate and state railway | Landslide | Peak Ground Deformation (cm) | 0.029257
16 | L8.1a | Railway | Interstate and state railway | Landslide | Peak Ground Deformation (cm) | 0.034178
17 | L8.1a | Railway | Interstate and state railway | Landslide | Peak Ground Deformation (cm) | 0.03935
18 | L8.1a | Railway | Interstate and state railway | Landslide | Peak Ground Deformation (cm) | 0.044742
19 | L8.1a | Railway | Interstate and state railway | Landslide | Peak Ground Deformation (cm) | 0.050327
20 | L8.1a | Railway | Interstate and state railway | Landslide | Peak Ground Deformation (cm) | 0.056078
21 | L8.1a | Railway | Interstate and state railway | Landslide | Peak Ground Deformation (cm) | 0.061972
22 | L8.1a | Railway | Interstate and state railway | Landslide | Peak Ground Deformation (cm) | 0.067988
23 | L8.1a | Railway | Interstate and state railway | Landslide | Peak Ground Deformation (cm) | 0.074106
24 | L8.1a | Railway | Interstate and state railway | Landslide | Peak Ground Deformation (cm) | 0.080311
25 | L8.1a | Railway | Interstate and state railway | Landslide | Peak Ground Deformation (cm) | 0.086586
26 | L8.1a | Railway | Interstate and state railway | Landslide | Peak Ground Deformation (cm) | 0.092919
27 | L8.1a | Railway | Interstate and state railway | Landslide | Peak Ground Deformation (cm) | 0.099297
28 | L8.1a | Railway | Interstate and state railway | Landslide | Peak Ground Deformation (cm) | 0.10571
29 | L8.1a | Railway | Interstate and state railway | Landslide | Peak Ground Deformation (cm) | 0.11215
30 | L8.1a | Railway | Interstate and state railway | Landslide | Peak Ground Deformation (cm) | 0.1186
31 | L8.1a | Railway | Interstate and state railway | Landslide | Peak Ground Deformation (cm) | 0.12507
32 | L8.1a | Railway | Interstate and state railway | Landslide | Peak Ground Deformation (cm) | 0.13154
33 | L8.1a | Railway | Interstate and state railway | Landslide | Peak Ground Deformation (cm) | 0.13801
34 | L8.1a | Railway | Interstate and state railway | Landslide | Peak Ground Deformation (cm) | 0.14447
35 | L8.1a | Railway | Interstate and state railway | Landslide | Peak Ground Deformation (cm) | 0.15092
36 | L8.1a | Railway | Interstate and state railway | Landslide | Peak Ground Deformation (cm) | 0.15735
37 | L8.1a | Railway | Interstate and state railway | Landslide | Peak Ground Deformation (cm) | 0.16377
38 | L8.1a | Railway | Interstate and state railway | Landslide | Peak Ground Deformation (cm) | 0.17016
39 | L8.1a | Railway | Interstate and state railway | Landslide | Peak Ground Deformation (cm) | 0.17653
40 | L8.1a | Railway | Interstate and state railway | Landslide | Peak Ground Deformation (cm) | 0.18287
41 | L8.1a | Railway | Interstate and state railway | Landslide | Peak Ground Deformation (cm) | 0.18919
42 | L8.1a | Railway | Interstate and state railway | Landslide | Peak Ground Deformation (cm) | 0.19548
43 | L8.1a | Railway | Interstate and state railway | Landslide | Peak Ground Deformation (cm) | 0.20173
44 | L8.1a | Railway | Interstate and state railway | Landslide | Peak Ground Deformation (cm) | 0.20796
45 | L8.1a | Railway | Interstate and state railway | Landslide | Peak Ground Deformation (cm) | 0.21415
46 | L8.1a | Railway | Interstate and state railway | Landslide | Peak Ground Deformation (cm) | 0.22031
47 | L8.1a | Railway | Interstate and state railway | Landslide | Peak Ground Deformation (cm) | 0.22643
48 | L8.1a | Railway | Interstate and state railway | Landslide | Peak Ground Deformation (cm) | 0.23251
49 | L8.1a | Railway | Interstate and state railway | Landslide | Peak Ground Deformation (cm) | 0.23856
50 | L8.1a | Railway | Interstate and state railway | Landslide | Peak Ground Deformation (cm) | 0.24458
51 | L8.1a | Railway | Interstate and state railway | Landslide | Peak Ground Deformation (cm) | 0.25055
52 | L8.1a | Railway | Interstate and state railway | Landslide | Peak Ground Deformation (cm) | 0.25649
53 | L8.1a | Railway | Interstate and state railway | Landslide | Peak Ground Deformation (cm) | 0.26239
54 | L8.1a | Railway | Interstate and state railway | Landslide | Peak Ground Deformation (cm) | 0.26826
55 | L8.1a | Railway | Interstate and state railway | Landslide | Peak Ground Deformation (cm) | 0.27408
56 | L8.1a | Railway | Interstate and state railway | Landslide | Peak Ground Deformation (cm) | 0.27987
57 | L8.1a | Railway | Interstate and state railway | Landslide | Peak Ground Deformation (cm) | 0.28562
58 | L8.1a | Railway | Interstate and state railway | Landslide | Peak Ground Deformation (cm) | 0.29133
59 | L8.1a | Railway | Interstate and state railway | Landslide | Peak Ground Deformation (cm) | 0.297
60 | L8.1a | Railway | Interstate and state railway | Landslide | Peak Ground Deformation (cm) | 0.30263
61 | L8.1a | Railway | Interstate and state railway | Landslide | Peak Ground Deformation (cm) | 0.30823
62 | L8.1a | Railway | Interstate and state railway | Landslide | Peak Ground Deformation (cm) | 0.31379
63 | L8.1a | Railway | Interstate and state railway | Landslide | Peak Ground Deformation (cm) | 0.3193
64 | L8.1a | Railway | Interstate and state railway | Landslide | Peak Ground Deformation (cm) | 0.32479
65 | L8.1a | Railway | Interstate and state railway | Landslide | Peak Ground Deformation (cm) | 0.33023
66 | L8.1a | Railway | Interstate and state railway | Landslide | Peak Ground Deformation (cm) | 0.33563
67 | L8.1a | Railway | Interstate and state railway | Landslide | Peak Ground Deformation (cm) | 0.341
68 | L8.1a | Railway | Interstate and state railway | Landslide | Peak Ground Deformation (cm) | 0.34632
69 | L8.1a | Railway | Interstate and state railway | Landslide | Peak Ground Deformation (cm) | 0.35161
70 | L8.1a | Railway | Interstate and state railway | Landslide | Peak Ground Deformation (cm) | 0.35687
71 | L8.1a | Railway | Interstate and state railway | Landslide | Peak Ground Deformation (cm) | 0.36208
72 | L8.1a | Railway | Interstate and state railway | Landslide | Peak Ground Deformation (cm) | 0.36726
73 | L8.1a | Railway | Interstate and state railway | Landslide | Peak Ground Deformation (cm) | 0.3724
74 | L8.1a | Railway | Interstate and state railway | Landslide | Peak Ground Deformation (cm) | 0.3775
75 | L8.1a | Railway | Interstate and state railway | Landslide | Peak Ground Deformation (cm) | 0.38257
76 | L8.1a | Railway | Interstate and state railway | Landslide | Peak Ground Deformation (cm) | 0.38759
77 | L8.1a | Railway | Interstate and state railway | Landslide | Peak Ground Deformation (cm) | 0.39258
78 | L8.1a | Railway | Interstate and state railway | Landslide | Peak Ground Deformation (cm) | 0.39754
79 | L8.1a | Railway | Interstate and state railway | Landslide | Peak Ground Deformation (cm) | 0.40246
80 | L8.1a | Railway | Interstate and state railway | Landslide | Peak Ground Deformation (cm) | 0.40734
81 | L8.1a | Railway | Interstate and state railway | Landslide | Peak Ground Deformation (cm) | 0.41218
82 | L8.1a | Railway | Interstate and state railway | Landslide | Peak Ground Deformation (cm) | 0.41699
83 | L8.1a | Railway | Interstate and state railway | Landslide | Peak Ground Deformation (cm) | 0.42176
84 | L8.1a | Railway | Interstate and state railway | Landslide | Peak Ground Deformation (cm) | 0.4265
85 | L8.1a | Railway | Interstate and state railway | Landslide | Peak Ground Deformation (cm) | 0.4312
86 | L8.1a | Railway | Interstate and state railway | Landslide | Peak Ground Deformation (cm) | 0.43586
87 | L8.1a | Railway | Interstate and state railway | Landslide | Peak Ground Deformation (cm) | 0.44049
88 | L8.1a | Railway | Interstate and state railway | Landslide | Peak Ground Deformation (cm) | 0.44508
89 | L8.1a | Railway | Interstate and state railway | Landslide | Peak Ground Deformation (cm) | 0.44964
90 | L8.1a | Railway | Interstate and state railway | Landslide | Peak Ground Deformation (cm) | 0.45417
91 | L8.1a | Railway | Interstate and state railway | Landslide | Peak Ground Deformation (cm) | 0.45865
92 | L8.1a | Railway | Interstate and state railway | Landslide | Peak Ground Deformation (cm) | 0.46311
93 | L8.1a | Railway | Interstate and state railway | Landslide | Peak Ground Deformation (cm) | 0.46753
94 | L8.1a | Railway | Interstate and state railway | Landslide | Peak Ground Deformation (cm) | 0.47191
95 | L8.1a | Railway | Interstate and state railway | Landslide | Peak Ground Deformation (cm) | 0.47626
96 | L8.1a | Railway | Interstate and state railway | Landslide | Peak Ground Deformation (cm) | 0.48058
97 | L8.1a | Railway | Interstate and state railway | Landslide | Peak Ground Deformation (cm) | 0.48486
98 | L8.1a | Railway | Interstate and state railway | Landslide | Peak Ground Deformation (cm) | 0.48911
99 | L8.1a | Railway | Interstate and state railway | Landslide | Peak Ground Deformation (cm) | 0.49332
100 | L8.1a | Railway | Interstate and state railway | Landslide | Peak Ground Deformation (cm) | 0.49751
101 | L8.1a | Railway | Interstate and state railway | Landslide | Peak Ground Deformation (cm) | 0.50166
102 | L8.1a | Railway | Interstate and state railway | Landslide | Peak Ground Deformation (cm) | 0.50577
103 | L8.1a | Railway | Interstate and state railway | Landslide | Peak Ground Deformation (cm) | 0.50985
104 | L8.1a | Railway | Interstate and state railway | Landslide | Peak Ground Deformation (cm) | 0.5139
105 | L8.1a | Railway | Interstate and state railway | Landslide | Peak Ground Deformation (cm) | 0.51792
106 | L8.1a | Railway | Interstate and state railway | Landslide | Peak Ground Deformation (cm) | 0.5219
107 | L8.1a | Railway | Interstate and state railway | Landslide | Peak Ground Deformation (cm) | 0.52586
108 | L8.1a | Railway | Interstate and state railway | Landslide | Peak Ground Deformation (cm) | 0.52978
109 | L8.1a | Railway | Interstate and state railway | Landslide | Peak Ground Deformation (cm) | 0.53367
110 | L8.1a | Railway | Interstate and state railway | Landslide | Peak Ground Deformation (cm) | 0.53752
111 | L8.1a | Railway | Interstate and state railway | Landslide | Peak Ground Deformation (cm) | 0.54135
112 | L8.1a | Railway | Interstate and state railway | Landslide | Peak Ground Deformation (cm) | 0.54515
113 | L8.1a | Railway | Interstate and state railway | Landslide | Peak Ground Deformation (cm) | 0.54891
114 | L8.1a | Railway | Interstate and state railway | Landslide | Peak Ground Deformation (cm) | 0.55264
115 | L8.1a | Railway | Interstate and state railway | Landslide | Peak Ground Deformation (cm) | 0.55634
116 | L8.1a | Railway | Interstate and state railway | Landslide | Peak Ground Deformation (cm) | 0.56001
117 | L8.1a | Railway | Interstate and state railway | Landslide | Peak Ground Deformation (cm) | 0.56366
118 | L8.1a | Railway | Interstate and state railway | Landslide | Peak Ground Deformation (cm) | 0.56727
119 | L8.1a | Railway | Interstate and state railway | Landslide | Peak Ground Deformation (cm) | 0.57085
120 | L8.1a | Railway | Interstate and state railway | Landslide | Peak Ground Deformation (cm) | 0.5744
121 | L8.1a | Railway | Interstate and state railway | Landslide | Peak Ground Deformation (cm) | 0.57792
122 | L8.1a | Railway | Interstate and state railway | Landslide | Peak Ground Deformation (cm) | 0.58141
123 | L8.1a | Railway | Interstate and state railway | Landslide | Peak Ground Deformation (cm) | 0.58488
124 | L8.1a | Railway | Interstate and state railway | Landslide | Peak Ground Deformation (cm) | 0.58831
125 | L8.1a | Railway | Interstate and state railway | Landslide | Peak Ground Deformation (cm) | 0.59172
0 | L8.2 | Railways | Fuel facility | Landslide | Peak Ground Deformation (cm) | 0
1 | L8.2 | Railways | Fuel facility | Landslide | Peak Ground Deformation (cm) | 5.3089e-08
2 | L8.2 | Railways | Fuel facility | Landslide | Peak Ground Deformation (cm) | 1.7361e-05
3 | L8.2 | Railways | Fuel facility | Landslide | Peak Ground Deformation (cm) | 0.00022375
4 | L8.2 | Railways | Fuel facility | Landslide | Peak Ground Deformation (cm) | 0.00096293
5 | L8.2 | Railways | Fuel facility | Landslide | Peak Ground Deformation (cm) | 0.0024688
6 | L8.2 | Railways | Fuel facility | Landslide | Peak Ground Deformation (cm) | 0.0047504
7 | L8.2 | Railways | Fuel facility | Landslide | Peak Ground Deformation (cm) | 0.0076718
8 | L8.2 | Railways | Fuel facility | Landslide | Peak Ground Deformation (cm) | 0.011053
9 | L8.2 | Railways | Fuel facility | Landslide | Peak Ground Deformation (cm) | 0.01473
10 | L8.2 | Railways | Fuel facility | Landslide | Peak Ground Deformation (cm) | 0.018569
11 | L8.2 | Railways | Fuel facility | Landslide | Peak Ground Deformation (cm) | 0.022476
12 | L8.2 | Railways | Fuel facility | Landslide | Peak Ground Deformation (cm) | 0.026386
13 | L8.2 | Railways | Fuel facility | Landslide | Peak Ground Deformation (cm) | 0.030257
14 | L8.2 | Railways | Fuel facility | Landslide | Peak Ground Deformation (cm) | 0.034065
15 | L8.2 | Railways | Fuel facility | Landslide | Peak Ground Deformation (cm) | 0.0378
16 | L8.2 | Railways | Fuel facility | Landslide | Peak Ground Deformation (cm) | 0.041461
17 | L8.2 | Railways | Fuel facility | Landslide | Peak Ground Deformation (cm) | 0.045053
18 | L8.2 | Railways | Fuel facility | Landslide | Peak Ground Deformation (cm) | 0.048588
19 | L8.2 | Railways | Fuel facility | Landslide | Peak Ground Deformation (cm) | 0.052079
20 | L8.2 | Railways | Fuel facility | Landslide | Peak Ground Deformation (cm) | 0.055541
21 | L8.2 | Railways | Fuel facility | Landslide | Peak Ground Deformation (cm) | 0.058991
22 | L8.2 | Railways | Fuel facility | Landslide | Peak Ground Deformation (cm) | 0.062445
23 | L8.2 | Railways | Fuel facility | Landslide | Peak Ground Deformation (cm) | 0.065917
24 | L8.2 | Railways | Fuel facility | Landslide | Peak Ground Deformation (cm) | 0.069422
25 | L8.2 | Railways | Fuel facility | Landslide | Peak Ground Deformation (cm) | 0.072971
26 | L8.2 | Railways | Fuel facility | Landslide | Peak Ground Deformation (cm) | 0.076576
27 | L8.2 | Railways | Fuel facility | Landslide | Peak Ground Deformation (cm) | 0.080244
28 | L8.2 | Railways | Fuel facility | Landslide | Peak Ground Deformation (cm) | 0.083982
29 | L8.2 | Railways | Fuel facility | Landslide | Peak Ground Deformation (cm) | 0.087795
30 | L8.2 | Railways | Fuel facility | Landslide | Peak Ground Deformation (cm) | 0.091684
31 | L8.2 | Railways | Fuel facility | Landslide | Peak Ground Deformation (cm) | 0.095652
32 | L8.2 | Railways | Fuel facility | Landslide | Peak Ground Deformation (cm) | 0.099698
33 | L8.2 | Railways | Fuel facility | Landslide | Peak Ground Deformation (cm) | 0.10382
34 | L8.2 | Railways | Fuel facility | Landslide | Peak Ground Deformation (cm) | 0.10801
35 | L8.2 | Railways | Fuel facility | Landslide | Peak Ground Deformation (cm) | 0.11228
36 | L8.2 | Railways | Fuel facility | Landslide | Peak Ground Deformation (cm) | 0.1166
37 | L8.2 | Railways | Fuel facility | Landslide | Peak Ground Deformation (cm) | 0.12099
38 | L8.2 | Railways | Fuel facility | Landslide | Peak Ground Deformation (cm) | 0.12543
39 | L8.2 | Railways | Fuel facility | Landslide | Peak Ground Deformation (cm) | 0.12991
40 | L8.2 | Railways | Fuel facility | Landslide | Peak Ground Deformation (cm) | 0.13443
41 | L8.2 | Railways | Fuel facility | Landslide | Peak Ground Deformation (cm) | 0.13898
42 | L8.2 | Railways | Fuel facility | Landslide | Peak Ground Deformation (cm) | 0.14356
43 | L8.2 | Railways | Fuel facility | Landslide | Peak Ground Deformation (cm) | 0.14816
44 | L8.2 | Railways | Fuel facility | Landslide | Peak Ground Deformation (cm) | 0.15276
45 | L8.2 | Railways | Fuel facility | Landslide | Peak Ground Deformation (cm) | 0.15737
46 | L8.2 | Railways | Fuel facility | Landslide | Peak Ground Deformation (cm) | 0.16197
47 | L8.2 | Railways | Fuel facility | Landslide | Peak Ground Deformation (cm) | 0.16657
48 | L8.2 | Railways | Fuel facility | Landslide | Peak Ground Deformation (cm) | 0.17114
49 | L8.2 | Railways | Fuel facility | Landslide | Peak Ground Deformation (cm) | 0.1757
50 | L8.2 | Railways | Fuel facility | Landslide | Peak Ground Deformation (cm) | 0.18023
51 | L8.2 | Railways | Fuel facility | Landslide | Peak Ground Deformation (cm) | 0.18472
52 | L8.2 | Railways | Fuel facility | Landslide | Peak Ground Deformation (cm) | 0.18918
53 | L8.2 | Railways | Fuel facility | Landslide | Peak Ground Deformation (cm) | 0.1936
54 | L8.2 | Railways | Fuel facility | Landslide | Peak Ground Deformation (cm) | 0.19796
55 | L8.2 | Railways | Fuel facility | Landslide | Peak Ground Deformation (cm) | 0.20228
56 | L8.2 | Railways | Fuel facility | Landslide | Peak Ground Deformation (cm) | 0.20655
57 | L8.2 | Railways | Fuel facility | Landslide | Peak Ground Deformation (cm) | 0.21075
58 | L8.2 | Railways | Fuel facility | Landslide | Peak Ground Deformation (cm) | 0.2149
59 | L8.2 | Railways | Fuel facility | Landslide | Peak Ground Deformation (cm) | 0.21898
60 | L8.2 | Railways | Fuel facility | Landslide | Peak Ground Deformation (cm) | 0.223
61 | L8.2 | Railways | Fuel facility | Landslide | Peak Ground Deformation (cm) | 0.22695
62 | L8.2 | Railways | Fuel facility | Landslide | Peak Ground Deformation (cm) | 0.23083
63 | L8.2 | Railways | Fuel facility | Landslide | Peak Ground Deformation (cm) | 0.23465
64 | L8.2 | Railways | Fuel facility | Landslide | Peak Ground Deformation (cm) | 0.23839
65 | L8.2 | Railways | Fuel facility | Landslide | Peak Ground Deformation (cm) | 0.24206
66 | L8.2 | Railways | Fuel facility | Landslide | Peak Ground Deformation (cm) | 0.24565
67 | L8.2 | Railways | Fuel facility | Landslide | Peak Ground Deformation (cm) | 0.24918
68 | L8.2 | Railways | Fuel facility | Landslide | Peak Ground Deformation (cm) | 0.25263
69 | L8.2 | Railways | Fuel facility | Landslide | Peak Ground Deformation (cm) | 0.256
70 | L8.2 | Railways | Fuel facility | Landslide | Peak Ground Deformation (cm) | 0.2593
71 | L8.2 | Railways | Fuel facility | Landslide | Peak Ground Deformation (cm) | 0.26253
72 | L8.2 | Railways | Fuel facility | Landslide | Peak Ground Deformation (cm) | 0.26568
73 | L8.2 | Railways | Fuel facility | Landslide | Peak Ground Deformation (cm) | 0.26876
74 | L8.2 | Railways | Fuel facility | Landslide | Peak Ground Deformation (cm) | 0.27176
75 | L8.2 | Railways | Fuel facility | Landslide | Peak Ground Deformation (cm) | 0.2747
76 | L8.2 | Railways | Fuel facility | Landslide | Peak Ground Deformation (cm) | 0.27756
77 | L8.2 | Railways | Fuel facility | Landslide | Peak Ground Deformation (cm) | 0.28035
78 | L8.2 | Railways | Fuel facility | Landslide | Peak Ground Deformation (cm) | 0.28307
79 | L8.2 | Railways | Fuel facility | Landslide | Peak Ground Deformation (cm) | 0.28572
80 | L8.2 | Railways | Fuel facility | Landslide | Peak Ground Deformation (cm) | 0.28831
81 | L8.2 | Railways | Fuel facility | Landslide | Peak Ground Deformation (cm) | 0.29082
82 | L8.2 | Railways | Fuel facility | Landslide | Peak Ground Deformation (cm) | 0.29327
83 | L8.2 | Railways | Fuel facility | Landslide | Peak Ground Deformation (cm) | 0.29566
84 | L8.2 | Railways | Fuel facility | Landslide | Peak Ground Deformation (cm) | 0.29798
85 | L8.2 | Railways | Fuel facility | Landslide | Peak Ground Deformation (cm) | 0.30024
86 | L8.2 | Railways | Fuel facility | Landslide | Peak Ground Deformation (cm) | 0.30244
87 | L8.2 | Railways | Fuel facility | Landslide | Peak Ground Deformation (cm) | 0.30457
88 | L8.2 | Railways | Fuel facility | Landslide | Peak Ground Deformation (cm) | 0.30665
89 | L8.2 | Railways | Fuel facility | Landslide | Peak Ground Deformation (cm) | 0.30867
90 | L8.2 | Railways | Fuel facility | Landslide | Peak Ground Deformation (cm) | 0.31064
91 | L8.2 | Railways | Fuel facility | Landslide | Peak Ground Deformation (cm) | 0.31254
92 | L8.2 | Railways | Fuel facility | Landslide | Peak Ground Deformation (cm) | 0.3144
93 | L8.2 | Railways | Fuel facility | Landslide | Peak Ground Deformation (cm) | 0.3162
94 | L8.2 | Railways | Fuel facility | Landslide | Peak Ground Deformation (cm) | 0.31795
95 | L8.2 | Railways | Fuel facility | Landslide | Peak Ground Deformation (cm) | 0.31965
96 | L8.2 | Railways | Fuel facility | Landslide | Peak Ground Deformation (cm) | 0.3213
97 | L8.2 | Railways | Fuel facility | Landslide | Peak Ground Deformation (cm) | 0.3229
98 | L8.2 | Railways | Fuel facility | Landslide | Peak Ground Deformation (cm) | 0.32446
99 | L8.2 | Railways | Fuel facility | Landslide | Peak Ground Deformation (cm) | 0.32597
100 | L8.2 | Railways | Fuel facility | Landslide | Peak Ground Deformation (cm) | 0.32744
101 | L8.2 | Railways | Fuel facility | Landslide | Peak Ground Deformation (cm) | 0.32886
102 | L8.2 | Railways | Fuel facility | Landslide | Peak Ground Deformation (cm) | 0.33024
103 | L8.2 | Railways | Fuel facility | Landslide | Peak Ground Deformation (cm) | 0.33158
104 | L8.2 | Railways | Fuel facility | Landslide | Peak Ground Deformation (cm) | 0.33288
105 | L8.2 | Railways | Fuel facility | Landslide | Peak Ground Deformation (cm) | 0.33414
106 | L8.2 | Railways | Fuel facility | Landslide | Peak Ground Deformation (cm) | 0.33537
107 | L8.2 | Railways | Fuel facility | Landslide | Peak Ground Deformation (cm) | 0.33655
108 | L8.2 | Railways | Fuel facility | Landslide | Peak Ground Deformation (cm) | 0.33771
109 | L8.2 | Railways | Fuel facility | Landslide | Peak Ground Deformation (cm) | 0.33882
110 | L8.2 | Railways | Fuel facility | Landslide | Peak Ground Deformation (cm) | 0.33991
111 | L8.2 | Railways | Fuel facility | Landslide | Peak Ground Deformation (cm) | 0.34096
112 | L8.2 | Railways | Fuel facility | Landslide | Peak Ground Deformation (cm) | 0.34198
113 | L8.2 | Railways | Fuel facility | Landslide | Peak Ground Deformation (cm) | 0.34297
114 | L8.2 | Railways | Fuel facility | Landslide | Peak Ground Deformation (cm) | 0.34392
115 | L8.2 | Railways | Fuel facility | Landslide | Peak Ground Deformation (cm) | 0.34485
116 | L8.2 | Railways | Fuel facility | Landslide | Peak Ground Deformation (cm) | 0.34576
117 | L8.2 | Railways | Fuel facility | Landslide | Peak Ground Deformation (cm) | 0.34663
118 | L8.2 | Railways | Fuel facility | Landslide | Peak Ground Deformation (cm) | 0.34748
119 | L8.2 | Railways | Fuel facility | Landslide | Peak Ground Deformation (cm) | 0.3483
120 | L8.2 | Railways | Fuel facility | Landslide | Peak Ground Deformation (cm) | 0.3491
121 | L8.2 | Railways | Fuel facility | Landslide | Peak Ground Deformation (cm) | 0.34987
122 | L8.2 | Railways | Fuel facility | Landslide | Peak Ground Deformation (cm) | 0.35062
123 | L8.2 | Railways | Fuel facility | Landslide | Peak Ground Deformation (cm) | 0.35134
124 | L8.2 | Railways | Fuel facility | Landslide | Peak Ground Deformation (cm) | 0.35205
125 | L8.2 | Railways | Fuel facility | Landslide | Peak Ground Deformation (cm) | 0.35273
0 | L8.2a | Railways | Fuel facility | Landslide | Peak Ground Deformation (cm) | 0
1 | L8.2a | Railways | Fuel facility | Landslide | Peak Ground Deformation (cm) | 1.7802e-08
2 | L8.2a | Railways | Fuel facility | Landslide | Peak Ground Deformation (cm) | 6.0052e-06
3 | L8.2a | Railways | Fuel facility | Landslide | Peak Ground Deformation (cm) | 8.2617e-05
4 | L8.2a | Railways | Fuel facility | Landslide | Peak Ground Deformation (cm) | 0.00039199
5 | L8.2a | Railways | Fuel facility | Landslide | Peak Ground Deformation (cm) | 0.0011339
6 | L8.2a | Railways | Fuel facility | Landslide | Peak Ground Deformation (cm) | 0.0024902
7 | L8.2a | Railways | Fuel facility | Landslide | Peak Ground Deformation (cm) | 0.0045969
8 | L8.2a | Railways | Fuel facility | Landslide | Peak Ground Deformation (cm) | 0.0075285
9 | L8.2a | Railways | Fuel facility | Landslide | Peak Ground Deformation (cm) | 0.011294
10 | L8.2a | Railways | Fuel facility | Landslide | Peak Ground Deformation (cm) | 0.015843
11 | L8.2a | Railways | Fuel facility | Landslide | Peak Ground Deformation (cm) | 0.021085
12 | L8.2a | Railways | Fuel facility | Landslide | Peak Ground Deformation (cm) | 0.026899
13 | L8.2a | Railways | Fuel facility | Landslide | Peak Ground Deformation (cm) | 0.033158
14 | L8.2a | Railways | Fuel facility | Landslide | Peak Ground Deformation (cm) | 0.039735
15 | L8.2a | Railways | Fuel facility | Landslide | Peak Ground Deformation (cm) | 0.046515
16 | L8.2a | Railways | Fuel facility | Landslide | Peak Ground Deformation (cm) | 0.053399
17 | L8.2a | Railways | Fuel facility | Landslide | Peak Ground Deformation (cm) | 0.060303
18 | L8.2a | Railways | Fuel facility | Landslide | Peak Ground Deformation (cm) | 0.067163
19 | L8.2a | Railways | Fuel facility | Landslide | Peak Ground Deformation (cm) | 0.073932
20 | L8.2a | Railways | Fuel facility | Landslide | Peak Ground Deformation (cm) | 0.080576
21 | L8.2a | Railways | Fuel facility | Landslide | Peak Ground Deformation (cm) | 0.087074
22 | L8.2a | Railways | Fuel facility | Landslide | Peak Ground Deformation (cm) | 0.093414
23 | L8.2a | Railways | Fuel facility | Landslide | Peak Ground Deformation (cm) | 0.099593
24 | L8.2a | Railways | Fuel facility | Landslide | Peak Ground Deformation (cm) | 0.10561
25 | L8.2a | Railways | Fuel facility | Landslide | Peak Ground Deformation (cm) | 0.11148
26 | L8.2a | Railways | Fuel facility | Landslide | Peak Ground Deformation (cm) | 0.1172
27 | L8.2a | Railways | Fuel facility | Landslide | Peak Ground Deformation (cm) | 0.12279
28 | L8.2a | Railways | Fuel facility | Landslide | Peak Ground Deformation (cm) | 0.12825
29 | L8.2a | Railways | Fuel facility | Landslide | Peak Ground Deformation (cm) | 0.13361
30 | L8.2a | Railways | Fuel facility | Landslide | Peak Ground Deformation (cm) | 0.13886
31 | L8.2a | Railways | Fuel facility | Landslide | Peak Ground Deformation (cm) | 0.14402
32 | L8.2a | Railways | Fuel facility | Landslide | Peak Ground Deformation (cm) | 0.14911
33 | L8.2a | Railways | Fuel facility | Landslide | Peak Ground Deformation (cm) | 0.15412
34 | L8.2a | Railways | Fuel facility | Landslide | Peak Ground Deformation (cm) | 0.15906
35 | L8.2a | Railways | Fuel facility | Landslide | Peak Ground Deformation (cm) | 0.16394
36 | L8.2a | Railways | Fuel facility | Landslide | Peak Ground Deformation (cm) | 0.16877
37 | L8.2a | Railways | Fuel facility | Landslide | Peak Ground Deformation (cm) | 0.17355
38 | L8.2a | Railways | Fuel facility | Landslide | Peak Ground Deformation (cm) | 0.17828
39 | L8.2a | Railways | Fuel facility | Landslide | Peak Ground Deformation (cm) | 0.18297
40 | L8.2a | Railways | Fuel facility | Landslide | Peak Ground Deformation (cm) | 0.18761
41 | L8.2a | Railways | Fuel facility | Landslide | Peak Ground Deformation (cm) | 0.1922
42 | L8.2a | Railways | Fuel facility | Landslide | Peak Ground Deformation (cm) | 0.19675
43 | L8.2a | Railways | Fuel facility | Landslide | Peak Ground Deformation (cm) | 0.20126
44 | L8.2a | Railways | Fuel facility | Landslide | Peak Ground Deformation (cm) | 0.20572
45 | L8.2a | Railways | Fuel facility | Landslide | Peak Ground Deformation (cm) | 0.21013
46 | L8.2a | Railways | Fuel facility | Landslide | Peak Ground Deformation (cm) | 0.2145
47 | L8.2a | Railways | Fuel facility | Landslide | Peak Ground Deformation (cm) | 0.21881
48 | L8.2a | Railways | Fuel facility | Landslide | Peak Ground Deformation (cm) | 0.22308
49 | L8.2a | Railways | Fuel facility | Landslide | Peak Ground Deformation (cm) | 0.22729
50 | L8.2a | Railways | Fuel facility | Landslide | Peak Ground Deformation (cm) | 0.23145
51 | L8.2a | Railways | Fuel facility | Landslide | Peak Ground Deformation (cm) | 0.23555
52 | L8.2a | Railways | Fuel facility | Landslide | Peak Ground Deformation (cm) | 0.2396
53 | L8.2a | Railways | Fuel facility | Landslide | Peak Ground Deformation (cm) | 0.24358
54 | L8.2a | Railways | Fuel facility | Landslide | Peak Ground Deformation (cm) | 0.24751
55 | L8.2a | Railways | Fuel facility | Landslide | Peak Ground Deformation (cm) | 0.25137
56 | L8.2a | Railways | Fuel facility | Landslide | Peak Ground Deformation (cm) | 0.25517
57 | L8.2a | Railways | Fuel facility | Landslide | Peak Ground Deformation (cm) | 0.2589
58 | L8.2a | Railways | Fuel facility | Landslide | Peak Ground Deformation (cm) | 0.26257
59 | L8.2a | Railways | Fuel facility | Landslide | Peak Ground Deformation (cm) | 0.26617
60 | L8.2a | Railways | Fuel facility | Landslide | Peak Ground Deformation (cm) | 0.26971
61 | L8.2a | Railways | Fuel facility | Landslide | Peak Ground Deformation (cm) | 0.27318
62 | L8.2a | Railways | Fuel facility | Landslide | Peak Ground Deformation (cm) | 0.27657
63 | L8.2a | Railways | Fuel facility | Landslide | Peak Ground Deformation (cm) | 0.27991
64 | L8.2a | Railways | Fuel facility | Landslide | Peak Ground Deformation (cm) | 0.28317
65 | L8.2a | Railways | Fuel facility | Landslide | Peak Ground Deformation (cm) | 0.28636
66 | L8.2a | Railways | Fuel facility | Landslide | Peak Ground Deformation (cm) | 0.28949
67 | L8.2a | Railways | Fuel facility | Landslide | Peak Ground Deformation (cm) | 0.29254
68 | L8.2a | Railways | Fuel facility | Landslide | Peak Ground Deformation (cm) | 0.29553
69 | L8.2a | Railways | Fuel facility | Landslide | Peak Ground Deformation (cm) | 0.29845
70 | L8.2a | Railways | Fuel facility | Landslide | Peak Ground Deformation (cm) | 0.3013
71 | L8.2a | Railways | Fuel facility | Landslide | Peak Ground Deformation (cm) | 0.30408
72 | L8.2a | Railways | Fuel facility | Landslide | Peak Ground Deformation (cm) | 0.3068
73 | L8.2a | Railways | Fuel facility | Landslide | Peak Ground Deformation (cm) | 0.30945
74 | L8.2a | Railways | Fuel facility | Landslide | Peak Ground Deformation (cm) | 0.31204
75 | L8.2a | Railways | Fuel facility | Landslide | Peak Ground Deformation (cm) | 0.31456
76 | L8.2a | Railways | Fuel facility | Landslide | Peak Ground Deformation (cm) | 0.31702
77 | L8.2a | Railways | Fuel facility | Landslide | Peak Ground Deformation (cm) | 0.31941
78 | L8.2a | Railways | Fuel facility | Landslide | Peak Ground Deformation (cm) | 0.32175
79 | L8.2a | Railways | Fuel facility | Landslide | Peak Ground Deformation (cm) | 0.32402
80 | L8.2a | Railways | Fuel facility | Landslide | Peak Ground Deformation (cm) | 0.32623
81 | L8.2a | Railways | Fuel facility | Landslide | Peak Ground Deformation (cm) | 0.32839
82 | L8.2a | Railways | Fuel facility | Landslide | Peak Ground Deformation (cm) | 0.33048
83 | L8.2a | Railways | Fuel facility | Landslide | Peak Ground Deformation (cm) | 0.33252
84 | L8.2a | Railways | Fuel facility | Landslide | Peak Ground Deformation (cm) | 0.33451
85 | L8.2a | Railways | Fuel facility | Landslide | Peak Ground Deformation (cm) | 0.33644
86 | L8.2a | Railways | Fuel facility | Landslide | Peak Ground Deformation (cm) | 0.33832
87 | L8.2a | Railways | Fuel facility | Landslide | Peak Ground Deformation (cm) | 0.34014
88 | L8.2a | Railways | Fuel facility | Landslide | Peak Ground Deformation (cm) | 0.34191
89 | L8.2a | Railways | Fuel facility | Landslide | Peak Ground Deformation (cm) | 0.34364
90 | L8.2a | Railways | Fuel facility | Landslide | Peak Ground Deformation (cm) | 0.34531
91 | L8.2a | Railways | Fuel facility | Landslide | Peak Ground Deformation (cm) | 0.34694
92 | L8.2a | Railways | Fuel facility | Landslide | Peak Ground Deformation (cm) | 0.34852
93 | L8.2a | Railways | Fuel facility | Landslide | Peak Ground Deformation (cm) | 0.35006
94 | L8.2a | Railways | Fuel facility | Landslide | Peak Ground Deformation (cm) | 0.35155
95 | L8.2a | Railways | Fuel facility | Landslide | Peak Ground Deformation (cm) | 0.35299
96 | L8.2a | Railways | Fuel facility | Landslide | Peak Ground Deformation (cm) | 0.3544
97 | L8.2a | Railways | Fuel facility | Landslide | Peak Ground Deformation (cm) | 0.35576
98 | L8.2a | Railways | Fuel facility | Landslide | Peak Ground Deformation (cm) | 0.35709
99 | L8.2a | Railways | Fuel facility | Landslide | Peak Ground Deformation (cm) | 0.35837
100 | L8.2a | Railways | Fuel facility | Landslide | Peak Ground Deformation (cm) | 0.35962
101 | L8.2a | Railways | Fuel facility | Landslide | Peak Ground Deformation (cm) | 0.36083
102 | L8.2a | Railways | Fuel facility | Landslide | Peak Ground Deformation (cm) | 0.36201
103 | L8.2a | Railways | Fuel facility | Landslide | Peak Ground Deformation (cm) | 0.36315
104 | L8.2a | Railways | Fuel facility | Landslide | Peak Ground Deformation (cm) | 0.36425
105 | L8.2a | Railways | Fuel facility | Landslide | Peak Ground Deformation (cm) | 0.36533
106 | L8.2a | Railways | Fuel facility | Landslide | Peak Ground Deformation (cm) | 0.36637
107 | L8.2a | Railways | Fuel facility | Landslide | Peak Ground Deformation (cm) | 0.36738
108 | L8.2a | Railways | Fuel facility | Landslide | Peak Ground Deformation (cm) | 0.36835
109 | L8.2a | Railways | Fuel facility | Landslide | Peak Ground Deformation (cm) | 0.3693
110 | L8.2a | Railways | Fuel facility | Landslide | Peak Ground Deformation (cm) | 0.37022
111 | L8.2a | Railways | Fuel facility | Landslide | Peak Ground Deformation (cm) | 0.37112
112 | L8.2a | Railways | Fuel facility | Landslide | Peak Ground Deformation (cm) | 0.37198
113 | L8.2a | Railways | Fuel facility | Landslide | Peak Ground Deformation (cm) | 0.37282
114 | L8.2a | Railways | Fuel facility | Landslide | Peak Ground Deformation (cm) | 0.37364
115 | L8.2a | Railways | Fuel facility | Landslide | Peak Ground Deformation (cm) | 0.37443
116 | L8.2a | Railways | Fuel facility | Landslide | Peak Ground Deformation (cm) | 0.37519
117 | L8.2a | Railways | Fuel facility | Landslide | Peak Ground Deformation (cm) | 0.37593
118 | L8.2a | Railways | Fuel facility | Landslide | Peak Ground Deformation (cm) | 0.37665
119 | L8.2a | Railways | Fuel facility | Landslide | Peak Ground Deformation (cm) | 0.37735
120 | L8.2a | Railways | Fuel facility | Landslide | Peak Ground Deformation (cm) | 0.37803
121 | L8.2a | Railways | Fuel facility | Landslide | Peak Ground Deformation (cm) | 0.37868
122 | L8.2a | Railways | Fuel facility | Landslide | Peak Ground Deformation (cm) | 0.37932
123 | L8.2a | Railways | Fuel facility | Landslide | Peak Ground Deformation (cm) | 0.37994
124 | L8.2a | Railways | Fuel facility | Landslide | Peak Ground Deformation (cm) | 0.38053
125 | L8.2a | Railways | Fuel facility | Landslide | Peak Ground Deformation (cm) | 0.38111
0 | L8.2b | Railways | Fuel facility | Landslide | Peak Ground Deformation (cm) | 0
1 | L8.2b | Railways | Fuel facility | Landslide | Peak Ground Deformation (cm) | 2.6545e-07
2 | L8.2b | Railways | Fuel facility | Landslide | Peak Ground Deformation (cm) | 8.6807e-05
3 | L8.2b | Railways | Fuel facility | Landslide | Peak Ground Deformation (cm) | 0.0011188
4 | L8.2b | Railways | Fuel facility | Landslide | Peak Ground Deformation (cm) | 0.0048146
5 | L8.2b | Railways | Fuel facility | Landslide | Peak Ground Deformation (cm) | 0.012344
6 | L8.2b | Railways | Fuel facility | Landslide | Peak Ground Deformation (cm) | 0.02375
7 | L8.2b | Railways | Fuel facility | Landslide | Peak Ground Deformation (cm) | 0.038353
8 | L8.2b | Railways | Fuel facility | Landslide | Peak Ground Deformation (cm) | 0.055246
9 | L8.2b | Railways | Fuel facility | Landslide | Peak Ground Deformation (cm) | 0.073591
10 | L8.2b | Railways | Fuel facility | Landslide | Peak Ground Deformation (cm) | 0.092713
11 | L8.2b | Railways | Fuel facility | Landslide | Peak Ground Deformation (cm) | 0.11211
12 | L8.2b | Railways | Fuel facility | Landslide | Peak Ground Deformation (cm) | 0.13142
13 | L8.2b | Railways | Fuel facility | Landslide | Peak Ground Deformation (cm) | 0.15041
14 | L8.2b | Railways | Fuel facility | Landslide | Peak Ground Deformation (cm) | 0.1689
15 | L8.2b | Railways | Fuel facility | Landslide | Peak Ground Deformation (cm) | 0.18679
16 | L8.2b | Railways | Fuel facility | Landslide | Peak Ground Deformation (cm) | 0.20404
17 | L8.2b | Railways | Fuel facility | Landslide | Peak Ground Deformation (cm) | 0.22061
18 | L8.2b | Railways | Fuel facility | Landslide | Peak Ground Deformation (cm) | 0.23651
19 | L8.2b | Railways | Fuel facility | Landslide | Peak Ground Deformation (cm) | 0.25177
20 | L8.2b | Railways | Fuel facility | Landslide | Peak Ground Deformation (cm) | 0.26641
21 | L8.2b | Railways | Fuel facility | Landslide | Peak Ground Deformation (cm) | 0.28049
22 | L8.2b | Railways | Fuel facility | Landslide | Peak Ground Deformation (cm) | 0.29406
23 | L8.2b | Railways | Fuel facility | Landslide | Peak Ground Deformation (cm) | 0.30717
24 | L8.2b | Railways | Fuel facility | Landslide | Peak Ground Deformation (cm) | 0.31986
25 | L8.2b | Railways | Fuel facility | Landslide | Peak Ground Deformation (cm) | 0.3322
26 | L8.2b | Railways | Fuel facility | Landslide | Peak Ground Deformation (cm) | 0.34423
27 | L8.2b | Railways | Fuel facility | Landslide | Peak Ground Deformation (cm) | 0.356
28 | L8.2b | Railways | Fuel facility | Landslide | Peak Ground Deformation (cm) | 0.36754
29 | L8.2b | Railways | Fuel facility | Landslide | Peak Ground Deformation (cm) | 0.37889
30 | L8.2b | Railways | Fuel facility | Landslide | Peak Ground Deformation (cm) | 0.39009
31 | L8.2b | Railways | Fuel facility | Landslide | Peak Ground Deformation (cm) | 0.40116
32 | L8.2b | Railways | Fuel facility | Landslide | Peak Ground Deformation (cm) | 0.41212
33 | L8.2b | Railways | Fuel facility | Landslide | Peak Ground Deformation (cm) | 0.423
34 | L8.2b | Railways | Fuel facility | Landslide | Peak Ground Deformation (cm) | 0.43379
35 | L8.2b | Railways | Fuel facility | Landslide | Peak Ground Deformation (cm) | 0.44453
36 | L8.2b | Railways | Fuel facility | Landslide | Peak Ground Deformation (cm) | 0.45521
37 | L8.2b | Railways | Fuel facility | Landslide | Peak Ground Deformation (cm) | 0.46583
38 | L8.2b | Railways | Fuel facility | Landslide | Peak Ground Deformation (cm) | 0.47641
39 | L8.2b | Railways | Fuel facility | Landslide | Peak Ground Deformation (cm) | 0.48694
40 | L8.2b | Railways | Fuel facility | Landslide | Peak Ground Deformation (cm) | 0.49742
41 | L8.2b | Railways | Fuel facility | Landslide | Peak Ground Deformation (cm) | 0.50784
42 | L8.2b | Railways | Fuel facility | Landslide | Peak Ground Deformation (cm) | 0.51822
43 | L8.2b | Railways | Fuel facility | Landslide | Peak Ground Deformation (cm) | 0.52853
44 | L8.2b | Railways | Fuel facility | Landslide | Peak Ground Deformation (cm) | 0.53877
45 | L8.2b | Railways | Fuel facility | Landslide | Peak Ground Deformation (cm) | 0.54894
46 | L8.2b | Railways | Fuel facility | Landslide | Peak Ground Deformation (cm) | 0.55903
47 | L8.2b | Railways | Fuel facility | Landslide | Peak Ground Deformation (cm) | 0.56903
48 | L8.2b | Railways | Fuel facility | Landslide | Peak Ground Deformation (cm) | 0.57895
49 | L8.2b | Railways | Fuel facility | Landslide | Peak Ground Deformation (cm) | 0.58876
50 | L8.2b | Railways | Fuel facility | Landslide | Peak Ground Deformation (cm) | 0.59847
51 | L8.2b | Railways | Fuel facility | Landslide | Peak Ground Deformation (cm) | 0.60807
52 | L8.2b | Railways | Fuel facility | Landslide | Peak Ground Deformation (cm) | 0.61755
53 | L8.2b | Railways | Fuel facility | Landslide | Peak Ground Deformation (cm) | 0.62691
54 | L8.2b | Railways | Fuel facility | Landslide | Peak Ground Deformation (cm) | 0.63614
55 | L8.2b | Railways | Fuel facility | Landslide | Peak Ground Deformation (cm) | 0.64523
56 | L8.2b | Railways | Fuel facility | Landslide | Peak Ground Deformation (cm) | 0.65419
57 | L8.2b | Railways | Fuel facility | Landslide | Peak Ground Deformation (cm) | 0.66301
58 | L8.2b | Railways | Fuel facility | Landslide | Peak Ground Deformation (cm) | 0.67168
59 | L8.2b | Railways | Fuel facility | Landslide | Peak Ground Deformation (cm) | 0.68021
60 | L8.2b | Railways | Fuel facility | Landslide | Peak Ground Deformation (cm) | 0.68858
61 | L8.2b | Railways | Fuel facility | Landslide | Peak Ground Deformation (cm) | 0.6968
62 | L8.2b | Railways | Fuel facility | Landslide | Peak Ground Deformation (cm) | 0.70486
63 | L8.2b | Railways | Fuel facility | Landslide | Peak Ground Deformation (cm) | 0.71277
64 | L8.2b | Railways | Fuel facility | Landslide | Peak Ground Deformation (cm) | 0.72052
65 | L8.2b | Railways | Fuel facility | Landslide | Peak Ground Deformation (cm) | 0.72812
66 | L8.2b | Railways | Fuel facility | Landslide | Peak Ground Deformation (cm) | 0.73555
67 | L8.2b | Railways | Fuel facility | Landslide | Peak Ground Deformation (cm) | 0.74282
68 | L8.2b | Railways | Fuel facility | Landslide | Peak Ground Deformation (cm) | 0.74993
69 | L8.2b | Railways | Fuel facility | Landslide | Peak Ground Deformation (cm) | 0.75689
70 | L8.2b | Railways | Fuel facility | Landslide | Peak Ground Deformation (cm) | 0.76368
71 | L8.2b | Railways | Fuel facility | Landslide | Peak Ground Deformation (cm) | 0.77032
72 | L8.2b | Railways | Fuel facility | Landslide | Peak Ground Deformation (cm) | 0.7768
73 | L8.2b | Railways | Fuel facility | Landslide | Peak Ground Deformation (cm) | 0.78313
74 | L8.2b | Railways | Fuel facility | Landslide | Peak Ground Deformation (cm) | 0.7893
75 | L8.2b | Railways | Fuel facility | Landslide | Peak Ground Deformation (cm) | 0.79533
76 | L8.2b | Railways | Fuel facility | Landslide | Peak Ground Deformation (cm) | 0.8012
77 | L8.2b | Railways | Fuel facility | Landslide | Peak Ground Deformation (cm) | 0.80692
78 | L8.2b | Railways | Fuel facility | Landslide | Peak Ground Deformation (cm) | 0.8125
79 | L8.2b | Railways | Fuel facility | Landslide | Peak Ground Deformation (cm) | 0.81793
80 | L8.2b | Railways | Fuel facility | Landslide | Peak Ground Deformation (cm) | 0.82322
81 | L8.2b | Railways | Fuel facility | Landslide | Peak Ground Deformation (cm) | 0.82837
82 | L8.2b | Railways | Fuel facility | Landslide | Peak Ground Deformation (cm) | 0.83339
83 | L8.2b | Railways | Fuel facility | Landslide | Peak Ground Deformation (cm) | 0.83827
84 | L8.2b | Railways | Fuel facility | Landslide | Peak Ground Deformation (cm) | 0.84301
85 | L8.2b | Railways | Fuel facility | Landslide | Peak Ground Deformation (cm) | 0.84763
86 | L8.2b | Railways | Fuel facility | Landslide | Peak Ground Deformation (cm) | 0.85212
87 | L8.2b | Railways | Fuel facility | Landslide | Peak Ground Deformation (cm) | 0.85649
88 | L8.2b | Railways | Fuel facility | Landslide | Peak Ground Deformation (cm) | 0.86074
89 | L8.2b | Railways | Fuel facility | Landslide | Peak Ground Deformation (cm) | 0.86486
90 | L8.2b | Railways | Fuel facility | Landslide | Peak Ground Deformation (cm) | 0.86887
91 | L8.2b | Railways | Fuel facility | Landslide | Peak Ground Deformation (cm) | 0.87277
92 | L8.2b | Railways | Fuel facility | Landslide | Peak Ground Deformation (cm) | 0.87656
93 | L8.2b | Railways | Fuel facility | Landslide | Peak Ground Deformation (cm) | 0.88023
94 | L8.2b | Railways | Fuel facility | Landslide | Peak Ground Deformation (cm) | 0.8838
95 | L8.2b | Railways | Fuel facility | Landslide | Peak Ground Deformation (cm) | 0.88727
96 | L8.2b | Railways | Fuel facility | Landslide | Peak Ground Deformation (cm) | 0.89064
97 | L8.2b | Railways | Fuel facility | Landslide | Peak Ground Deformation (cm) | 0.89391
98 | L8.2b | Railways | Fuel facility | Landslide | Peak Ground Deformation (cm) | 0.89708
99 | L8.2b | Railways | Fuel facility | Landslide | Peak Ground Deformation (cm) | 0.90016
100 | L8.2b | Railways | Fuel facility | Landslide | Peak Ground Deformation (cm) | 0.90315
101 | L8.2b | Railways | Fuel facility | Landslide | Peak Ground Deformation (cm) | 0.90606
102 | L8.2b | Railways | Fuel facility | Landslide | Peak Ground Deformation (cm) | 0.90887
103 | L8.2b | Railways | Fuel facility | Landslide | Peak Ground Deformation (cm) | 0.9116
104 | L8.2b | Railways | Fuel facility | Landslide | Peak Ground Deformation (cm) | 0.91425
105 | L8.2b | Railways | Fuel facility | Landslide | Peak Ground Deformation (cm) | 0.91683
106 | L8.2b | Railways | Fuel facility | Landslide | Peak Ground Deformation (cm) | 0.91932
107 | L8.2b | Railways | Fuel facility | Landslide | Peak Ground Deformation (cm) | 0.92174
108 | L8.2b | Railways | Fuel facility | Landslide | Peak Ground Deformation (cm) | 0.92409
109 | L8.2b | Railways | Fuel facility | Landslide | Peak Ground Deformation (cm) | 0.92636
110 | L8.2b | Railways | Fuel facility | Landslide | Peak Ground Deformation (cm) | 0.92857
111 | L8.2b | Railways | Fuel facility | Landslide | Peak Ground Deformation (cm) | 0.93071
112 | L8.2b | Railways | Fuel facility | Landslide | Peak Ground Deformation (cm) | 0.93279
113 | L8.2b | Railways | Fuel facility | Landslide | Peak Ground Deformation (cm) | 0.9348
114 | L8.2b | Railways | Fuel facility | Landslide | Peak Ground Deformation (cm) | 0.93675
115 | L8.2b | Railways | Fuel facility | Landslide | Peak Ground Deformation (cm) | 0.93865
116 | L8.2b | Railways | Fuel facility | Landslide | Peak Ground Deformation (cm) | 0.94048
117 | L8.2b | Railways | Fuel facility | Landslide | Peak Ground Deformation (cm) | 0.94226
118 | L8.2b | Railways | Fuel facility | Landslide | Peak Ground Deformation (cm) | 0.94399
119 | L8.2b | Railways | Fuel facility | Landslide | Peak Ground Deformation (cm) | 0.94566
120 | L8.2b | Railways | Fuel facility | Landslide | Peak Ground Deformation (cm) | 0.94728
121 | L8.2b | Railways | Fuel facility | Landslide | Peak Ground Deformation (cm) | 0.94886
122 | L8.2b | Railways | Fuel facility | Landslide | Peak Ground Deformation (cm) | 0.95038
123 | L8.2b | Railways | Fuel facility | Landslide | Peak Ground Deformation (cm) | 0.95186
124 | L8.2b | Railways | Fuel facility | Landslide | Peak Ground Deformation (cm) | 0.95329
125 | L8.2b | Railways | Fuel facility | Landslide | Peak Ground Deformation (cm) | 0.95468
0 | L9.1 | Airports | Runway | Landslide | Peak Ground Deformation (cm) | 0
1 | L9.1 | Airports | Runway | Landslide | Peak Ground Deformation (cm) | 0.015065
2 | L9.1 | Airports | Runway | Landslide | Peak Ground Deformation (cm) | 0.088153
3 | L9.1 | Airports | Runway | Landslide | Peak Ground Deformation (cm) | 0.16389
4 | L9.1 | Airports | Runway | Landslide | Peak Ground Deformation (cm) | 0.22701
5 | L9.1 | Airports | Runway | Landslide | Peak Ground Deformation (cm) | 0.28315
6 | L9.1 | Airports | Runway | Landslide | Peak Ground Deformation (cm) | 0.33619
7 | L9.1 | Airports | Runway | Landslide | Peak Ground Deformation (cm) | 0.38706
8 | L9.1 | Airports | Runway | Landslide | Peak Ground Deformation (cm) | 0.43545
9 | L9.1 | Airports | Runway | Landslide | Peak Ground Deformation (cm) | 0.4808
10 | L9.1 | Airports | Runway | Landslide | Peak Ground Deformation (cm) | 0.52272
11 | L9.1 | Airports | Runway | Landslide | Peak Ground Deformation (cm) | 0.56108
12 | L9.1 | Airports | Runway | Landslide | Peak Ground Deformation (cm) | 0.59592
13 | L9.1 | Airports | Runway | Landslide | Peak Ground Deformation (cm) | 0.62741
14 | L9.1 | Airports | Runway | Landslide | Peak Ground Deformation (cm) | 0.65581
15 | L9.1 | Airports | Runway | Landslide | Peak Ground Deformation (cm) | 0.68141
16 | L9.1 | Airports | Runway | Landslide | Peak Ground Deformation (cm) | 0.7045
17 | L9.1 | Airports | Runway | Landslide | Peak Ground Deformation (cm) | 0.72535
18 | L9.1 | Airports | Runway | Landslide | Peak Ground Deformation (cm) | 0.74423
19 | L9.1 | Airports | Runway | Landslide | Peak Ground Deformation (cm) | 0.76136
20 | L9.1 | Airports | Runway | Landslide | Peak Ground Deformation (cm) | 0.77696
21 | L9.1 | Airports | Runway | Landslide | Peak Ground Deformation (cm) | 0.7912
22 | L9.1 | Airports | Runway | Landslide | Peak Ground Deformation (cm) | 0.80423
23 | L9.1 | Airports | Runway | Landslide | Peak Ground Deformation (cm) | 0.8162
24 | L9.1 | Airports | Runway | Landslide | Peak Ground Deformation (cm) | 0.82723
25 | L9.1 | Airports | Runway | Landslide | Peak Ground Deformation (cm) | 0.8374
26 | L9.1 | Airports | Runway | Landslide | Peak Ground Deformation (cm) | 0.84682
27 | L9.1 | Airports | Runway | Landslide | Peak Ground Deformation (cm) | 0.85556
28 | L9.1 | Airports | Runway | Landslide | Peak Ground Deformation (cm) | 0.86369
29 | L9.1 | Airports | Runway | Landslide | Peak Ground Deformation (cm) | 0.87126
30 | L9.1 | Airports | Runway | Landslide | Peak Ground Deformation (cm) | 0.87832
31 | L9.1 | Airports | Runway | Landslide | Peak Ground Deformation (cm) | 0.88492
32 | L9.1 | Airports | Runway | Landslide | Peak Ground Deformation (cm) | 0.8911
33 | L9.1 | Airports | Runway | Landslide | Peak Ground Deformation (cm) | 0.89689
34 | L9.1 | Airports | Runway | Landslide | Peak Ground Deformation (cm) | 0.90232
35 | L9.1 | Airports | Runway | Landslide | Peak Ground Deformation (cm) | 0.90743
36 | L9.1 | Airports | Runway | Landslide | Peak Ground Deformation (cm) | 0.91223
37 | L9.1 | Airports | Runway | Landslide | Peak Ground Deformation (cm) | 0.91675
38 | L9.1 | Airports | Runway | Landslide | Peak Ground Deformation (cm) | 0.921
39 | L9.1 | Airports | Runway | Landslide | Peak Ground Deformation (cm) | 0.92501
40 | L9.1 | Airports | Runway | Landslide | Peak Ground Deformation (cm) | 0.92879
41 | L9.1 | Airports | Runway | Landslide | Peak Ground Deformation (cm) | 0.93236
42 | L9.1 | Airports | Runway | Landslide | Peak Ground Deformation (cm) | 0.93573
43 | L9.1 | Airports | Runway | Landslide | Peak Ground Deformation (cm) | 0.93892
44 | L9.1 | Airports | Runway | Landslide | Peak Ground Deformation (cm) | 0.94193
45 | L9.1 | Airports | Runway | Landslide | Peak Ground Deformation (cm) | 0.94478
46 | L9.1 | Airports | Runway | Landslide | Peak Ground Deformation (cm) | 0.94747
47 | L9.1 | Airports | Runway | Landslide | Peak Ground Deformation (cm) | 0.95002
48 | L9.1 | Airports | Runway | Landslide | Peak Ground Deformation (cm) | 0.95243
49 | L9.1 | Airports | Runway | Landslide | Peak Ground Deformation (cm) | 0.95472
50 | L9.1 | Airports | Runway | Landslide | Peak Ground Deformation (cm) | 0.95688
51 | L9.1 | Airports | Runway | Landslide | Peak Ground Deformation (cm) | 0.95894
52 | L9.1 | Airports | Runway | Landslide | Peak Ground Deformation (cm) | 0.96088
53 | L9.1 | Airports | Runway | Landslide | Peak Ground Deformation (cm) | 0.96273
54 | L9.1 | Airports | Runway | Landslide | Peak Ground Deformation (cm) | 0.96447
55 | L9.1 | Airports | Runway | Landslide | Peak Ground Deformation (cm) | 0.96613
56 | L9.1 | Airports | Runway | Landslide | Peak Ground Deformation (cm) | 0.96771
57 | L9.1 | Airports | Runway | Landslide | Peak Ground Deformation (cm) | 0.96921
58 | L9.1 | Airports | Runway | Landslide | Peak Ground Deformation (cm) | 0.97063
59 | L9.1 | Airports | Runway | Landslide | Peak Ground Deformation (cm) | 0.97197
60 | L9.1 | Airports | Runway | Landslide | Peak Ground Deformation (cm) | 0.97325
61 | L9.1 | Airports | Runway | Landslide | Peak Ground Deformation (cm) | 0.97447
62 | L9.1 | Airports | Runway | Landslide | Peak Ground Deformation (cm) | 0.97563
63 | L9.1 | Airports | Runway | Landslide | Peak Ground Deformation (cm) | 0.97673
64 | L9.1 | Airports | Runway | Landslide | Peak Ground Deformation (cm) | 0.97777
65 | L9.1 | Airports | Runway | Landslide | Peak Ground Deformation (cm) | 0.97877
66 | L9.1 | Airports | Runway | Landslide | Peak Ground Deformation (cm) | 0.97971
67 | L9.1 | Airports | Runway | Landslide | Peak Ground Deformation (cm) | 0.98061
68 | L9.1 | Airports | Runway | Landslide | Peak Ground Deformation (cm) | 0.98147
69 | L9.1 | Airports | Runway | Landslide | Peak Ground Deformation (cm) | 0.98228
70 | L9.1 | Airports | Runway | Landslide | Peak Ground Deformation (cm) | 0.98306
71 | L9.1 | Airports | Runway | Landslide | Peak Ground Deformation (cm) | 0.9838
72 | L9.1 | Airports | Runway | Landslide | Peak Ground Deformation (cm) | 0.9845
73 | L9.1 | Airports | Runway | Landslide | Peak Ground Deformation (cm) | 0.98517
74 | L9.1 | Airports | Runway | Landslide | Peak Ground Deformation (cm) | 0.98581
75 | L9.1 | Airports | Runway | Landslide | Peak Ground Deformation (cm) | 0.98642
76 | L9.1 | Airports | Runway | Landslide | Peak Ground Deformation (cm) | 0.987
77 | L9.1 | Airports | Runway | Landslide | Peak Ground Deformation (cm) | 0.98755
78 | L9.1 | Airports | Runway | Landslide | Peak Ground Deformation (cm) | 0.98808
79 | L9.1 | Airports | Runway | Landslide | Peak Ground Deformation (cm) | 0.98858
80 | L9.1 | Airports | Runway | Landslide | Peak Ground Deformation (cm) | 0.98906
81 | L9.1 | Airports | Runway | Landslide | Peak Ground Deformation (cm) | 0.98952
82 | L9.1 | Airports | Runway | Landslide | Peak Ground Deformation (cm) | 0.98996
83 | L9.1 | Airports | Runway | Landslide | Peak Ground Deformation (cm) | 0.99037
84 | L9.1 | Airports | Runway | Landslide | Peak Ground Deformation (cm) | 0.99077
85 | L9.1 | Airports | Runway | Landslide | Peak Ground Deformation (cm) | 0.99115
86 | L9.1 | Airports | Runway | Landslide | Peak Ground Deformation (cm) | 0.99151
87 | L9.1 | Airports | Runway | Landslide | Peak Ground Deformation (cm) | 0.99186
88 | L9.1 | Airports | Runway | Landslide | Peak Ground Deformation (cm) | 0.99219
89 | L9.1 | Airports | Runway | Landslide | Peak Ground Deformation (cm) | 0.99251
90 | L9.1 | Airports | Runway | Landslide | Peak Ground Deformation (cm) | 0.99281
91 | L9.1 | Airports | Runway | Landslide | Peak Ground Deformation (cm) | 0.9931
92 | L9.1 | Airports | Runway | Landslide | Peak Ground Deformation (cm) | 0.99337
93 | L9.1 | Airports | Runway | Landslide | Peak Ground Deformation (cm) | 0.99364
94 | L9.1 | Airports | Runway | Landslide | Peak Ground Deformation (cm) | 0.99389
95 | L9.1 | Airports | Runway | Landslide | Peak Ground Deformation (cm) | 0.99413
96 | L9.1 | Airports | Runway | Landslide | Peak Ground Deformation (cm) | 0.99436
97 | L9.1 | Airports | Runway | Landslide | Peak Ground Deformation (cm) | 0.99459
98 | L9.1 | Airports | Runway | Landslide | Peak Ground Deformation (cm) | 0.9948
99 | L9.1 | Airports | Runway | Landslide | Peak Ground Deformation (cm) | 0.995
100 | L9.1 | Airports | Runway | Landslide | Peak Ground Deformation (cm) | 0.99519
101 | L9.1 | Airports | Runway | Landslide | Peak Ground Deformation (cm) | 0.99538
102 | L9.1 | Airports | Runway | Landslide | Peak Ground Deformation (cm) | 0.99556
103 | L9.1 | Airports | Runway | Landslide | Peak Ground Deformation (cm) | 0.99573
104 | L9.1 | Airports | Runway | Landslide | Peak Ground Deformation (cm) | 0.99589
105 | L9.1 | Airports | Runway | Landslide | Peak Ground Deformation (cm) | 0.99605
106 | L9.1 | Airports | Runway | Landslide | Peak Ground Deformation (cm) | 0.9962
107 | L9.1 | Airports | Runway | Landslide | Peak Ground Deformation (cm) | 0.99634
108 | L9.1 | Airports | Runway | Landslide | Peak Ground Deformation (cm) | 0.99648
109 | L9.1 | Airports | Runway | Landslide | Peak Ground Deformation (cm) | 0.99661
110 | L9.1 | Airports | Runway | Landslide | Peak Ground Deformation (cm) | 0.99674
111 | L9.1 | Airports | Runway | Landslide | Peak Ground Deformation (cm) | 0.99686
112 | L9.1 | Airports | Runway | Landslide | Peak Ground Deformation (cm) | 0.99697
113 | L9.1 | Airports | Runway | Landslide | Peak Ground Deformation (cm) | 0.99709
114 | L9.1 | Airports | Runway | Landslide | Peak Ground Deformation (cm) | 0.99719
115 | L9.1 | Airports | Runway | Landslide | Peak Ground Deformation (cm) | 0.9973
116 | L9.1 | Airports | Runway | Landslide | Peak Ground Deformation (cm) | 0.9974
117 | L9.1 | Airports | Runway | Landslide | Peak Ground Deformation (cm) | 0.99749
118 | L9.1 | Airports | Runway | Landslide | Peak Ground Deformation (cm) | 0.99758
119 | L9.1 | Airports | Runway | Landslide | Peak Ground Deformation (cm) | 0.99767
120 | L9.1 | Airports | Runway | Landslide | Peak Ground Deformation (cm) | 0.99775
121 | L9.1 | Airports | Runway | Landslide | Peak Ground Deformation (cm) | 0.99783
122 | L9.1 | Airports | Runway | Landslide | Peak Ground Deformation (cm) | 0.99791
123 | L9.1 | Airports | Runway | Landslide | Peak Ground Deformation (cm) | 0.99798
124 | L9.1 | Airports | Runway | Landslide | Peak Ground Deformation (cm) | 0.99806
125 | L9.1 | Airports | Runway | Landslide | Peak Ground Deformation (cm) | 0.99813
0 | L9.1a | Airports | Runway | Landslide | Peak Ground Deformation (cm) | 0
1 | L9.1a | Airports | Runway | Landslide | Peak Ground Deformation (cm) | 0.00062314
2 | L9.1a | Airports | Runway | Landslide | Peak Ground Deformation (cm) | 0.0047695
3 | L9.1a | Airports | Runway | Landslide | Peak Ground Deformation (cm) | 0.014314
4 | L9.1a | Airports | Runway | Landslide | Peak Ground Deformation (cm) | 0.031351
5 | L9.1a | Airports | Runway | Landslide | Peak Ground Deformation (cm) | 0.055501
6 | L9.1a | Airports | Runway | Landslide | Peak Ground Deformation (cm) | 0.084697
7 | L9.1a | Airports | Runway | Landslide | Peak Ground Deformation (cm) | 0.11664
8 | L9.1a | Airports | Runway | Landslide | Peak Ground Deformation (cm) | 0.1495
9 | L9.1a | Airports | Runway | Landslide | Peak Ground Deformation (cm) | 0.18201
10 | L9.1a | Airports | Runway | Landslide | Peak Ground Deformation (cm) | 0.21342
11 | L9.1a | Airports | Runway | Landslide | Peak Ground Deformation (cm) | 0.24334
12 | L9.1a | Airports | Runway | Landslide | Peak Ground Deformation (cm) | 0.27162
13 | L9.1a | Airports | Runway | Landslide | Peak Ground Deformation (cm) | 0.29824
14 | L9.1a | Airports | Runway | Landslide | Peak Ground Deformation (cm) | 0.32327
15 | L9.1a | Airports | Runway | Landslide | Peak Ground Deformation (cm) | 0.3468
16 | L9.1a | Airports | Runway | Landslide | Peak Ground Deformation (cm) | 0.36896
17 | L9.1a | Airports | Runway | Landslide | Peak Ground Deformation (cm) | 0.38986
18 | L9.1a | Airports | Runway | Landslide | Peak Ground Deformation (cm) | 0.40961
19 | L9.1a | Airports | Runway | Landslide | Peak Ground Deformation (cm) | 0.42829
20 | L9.1a | Airports | Runway | Landslide | Peak Ground Deformation (cm) | 0.446
21 | L9.1a | Airports | Runway | Landslide | Peak Ground Deformation (cm) | 0.46281
22 | L9.1a | Airports | Runway | Landslide | Peak Ground Deformation (cm) | 0.47879
23 | L9.1a | Airports | Runway | Landslide | Peak Ground Deformation (cm) | 0.49398
24 | L9.1a | Airports | Runway | Landslide | Peak Ground Deformation (cm) | 0.50844
25 | L9.1a | Airports | Runway | Landslide | Peak Ground Deformation (cm) | 0.52221
26 | L9.1a | Airports | Runway | Landslide | Peak Ground Deformation (cm) | 0.53533
27 | L9.1a | Airports | Runway | Landslide | Peak Ground Deformation (cm) | 0.54783
28 | L9.1a | Airports | Runway | Landslide | Peak Ground Deformation (cm) | 0.55974
29 | L9.1a | Airports | Runway | Landslide | Peak Ground Deformation (cm) | 0.57109
30 | L9.1a | Airports | Runway | Landslide | Peak Ground Deformation (cm) | 0.58191
31 | L9.1a | Airports | Runway | Landslide | Peak Ground Deformation (cm) | 0.59221
32 | L9.1a | Airports | Runway | Landslide | Peak Ground Deformation (cm) | 0.60204
33 | L9.1a | Airports | Runway | Landslide | Peak Ground Deformation (cm) | 0.61139
34 | L9.1a | Airports | Runway | Landslide | Peak Ground Deformation (cm) | 0.62031
35 | L9.1a | Airports | Runway | Landslide | Peak Ground Deformation (cm) | 0.6288
36 | L9.1a | Airports | Runway | Landslide | Peak Ground Deformation (cm) | 0.63688
37 | L9.1a | Airports | Runway | Landslide | Peak Ground Deformation (cm) | 0.64458
38 | L9.1a | Airports | Runway | Landslide | Peak Ground Deformation (cm) | 0.65191
39 | L9.1a | Airports | Runway | Landslide | Peak Ground Deformation (cm) | 0.65889
40 | L9.1a | Airports | Runway | Landslide | Peak Ground Deformation (cm) | 0.66553
41 | L9.1a | Airports | Runway | Landslide | Peak Ground Deformation (cm) | 0.67185
42 | L9.1a | Airports | Runway | Landslide | Peak Ground Deformation (cm) | 0.67787
43 | L9.1a | Airports | Runway | Landslide | Peak Ground Deformation (cm) | 0.68359
44 | L9.1a | Airports | Runway | Landslide | Peak Ground Deformation (cm) | 0.68903
45 | L9.1a | Airports | Runway | Landslide | Peak Ground Deformation (cm) | 0.69421
46 | L9.1a | Airports | Runway | Landslide | Peak Ground Deformation (cm) | 0.69914
47 | L9.1a | Airports | Runway | Landslide | Peak Ground Deformation (cm) | 0.70383
48 | L9.1a | Airports | Runway | Landslide | Peak Ground Deformation (cm) | 0.70829
49 | L9.1a | Airports | Runway | Landslide | Peak Ground Deformation (cm) | 0.71254
50 | L9.1a | Airports | Runway | Landslide | Peak Ground Deformation (cm) | 0.71657
51 | L9.1a | Airports | Runway | Landslide | Peak Ground Deformation (cm) | 0.72042
52 | L9.1a | Airports | Runway | Landslide | Peak Ground Deformation (cm) | 0.72407
53 | L9.1a | Airports | Runway | Landslide | Peak Ground Deformation (cm) | 0.72755
54 | L9.1a | Airports | Runway | Landslide | Peak Ground Deformation (cm) | 0.73085
55 | L9.1a | Airports | Runway | Landslide | Peak Ground Deformation (cm) | 0.734
56 | L9.1a | Airports | Runway | Landslide | Peak Ground Deformation (cm) | 0.737
57 | L9.1a | Airports | Runway | Landslide | Peak Ground Deformation (cm) | 0.73985
58 | L9.1a | Airports | Runway | Landslide | Peak Ground Deformation (cm) | 0.74256
59 | L9.1a | Airports | Runway | Landslide | Peak Ground Deformation (cm) | 0.74514
60 | L9.1a | Airports | Runway | Landslide | Peak Ground Deformation (cm) | 0.7476
61 | L9.1a | Airports | Runway | Landslide | Peak Ground Deformation (cm) | 0.74994
62 | L9.1a | Airports | Runway | Landslide | Peak Ground Deformation (cm) | 0.75217
63 | L9.1a | Airports | Runway | Landslide | Peak Ground Deformation (cm) | 0.75429
64 | L9.1a | Airports | Runway | Landslide | Peak Ground Deformation (cm) | 0.75631
65 | L9.1a | Airports | Runway | Landslide | Peak Ground Deformation (cm) | 0.75824
66 | L9.1a | Airports | Runway | Landslide | Peak Ground Deformation (cm) | 0.76007
67 | L9.1a | Airports | Runway | Landslide | Peak Ground Deformation (cm) | 0.76182
68 | L9.1a | Airports | Runway | Landslide | Peak Ground Deformation (cm) | 0.76348
69 | L9.1a | Airports | Runway | Landslide | Peak Ground Deformation (cm) | 0.76507
70 | L9.1a | Airports | Runway | Landslide | Peak Ground Deformation (cm) | 0.76658
71 | L9.1a | Airports | Runway | Landslide | Peak Ground Deformation (cm) | 0.76802
72 | L9.1a | Airports | Runway | Landslide | Peak Ground Deformation (cm) | 0.76939
73 | L9.1a | Airports | Runway | Landslide | Peak Ground Deformation (cm) | 0.7707
74 | L9.1a | Airports | Runway | Landslide | Peak Ground Deformation (cm) | 0.77195
75 | L9.1a | Airports | Runway | Landslide | Peak Ground Deformation (cm) | 0.77314
76 | L9.1a | Airports | Runway | Landslide | Peak Ground Deformation (cm) | 0.77428
77 | L9.1a | Airports | Runway | Landslide | Peak Ground Deformation (cm) | 0.77537
78 | L9.1a | Airports | Runway | Landslide | Peak Ground Deformation (cm) | 0.7764
79 | L9.1a | Airports | Runway | Landslide | Peak Ground Deformation (cm) | 0.77739
80 | L9.1a | Airports | Runway | Landslide | Peak Ground Deformation (cm) | 0.77833
81 | L9.1a | Airports | Runway | Landslide | Peak Ground Deformation (cm) | 0.77923
82 | L9.1a | Airports | Runway | Landslide | Peak Ground Deformation (cm) | 0.78009
83 | L9.1a | Airports | Runway | Landslide | Peak Ground Deformation (cm) | 0.78091
84 | L9.1a | Airports | Runway | Landslide | Peak Ground Deformation (cm) | 0.78169
85 | L9.1a | Airports | Runway | Landslide | Peak Ground Deformation (cm) | 0.78244
86 | L9.1a | Airports | Runway | Landslide | Peak Ground Deformation (cm) | 0.78316
87 | L9.1a | Airports | Runway | Landslide | Peak Ground Deformation (cm) | 0.78384
88 | L9.1a | Airports | Runway | Landslide | Peak Ground Deformation (cm) | 0.7845
89 | L9.1a | Airports | Runway | Landslide | Peak Ground Deformation (cm) | 0.78512
90 | L9.1a | Airports | Runway | Landslide | Peak Ground Deformation (cm) | 0.78572
91 | L9.1a | Airports | Runway | Landslide | Peak Ground Deformation (cm) | 0.78629
92 | L9.1a | Airports | Runway | Landslide | Peak Ground Deformation (cm) | 0.78683
93 | L9.1a | Airports | Runway | Landslide | Peak Ground Deformation (cm) | 0.78736
94 | L9.1a | Airports | Runway | Landslide | Peak Ground Deformation (cm) | 0.78786
95 | L9.1a | Airports | Runway | Landslide | Peak Ground Deformation (cm) | 0.78833
96 | L9.1a | Airports | Runway | Landslide | Peak Ground Deformation (cm) | 0.78879
97 | L9.1a | Airports | Runway | Landslide | Peak Ground Deformation (cm) | 0.78923
98 | L9.1a | Airports | Runway | Landslide | Peak Ground Deformation (cm) | 0.78965
99 | L9.1a | Airports | Runway | Landslide | Peak Ground Deformation (cm) | 0.79005
100 | L9.1a | Airports | Runway | Landslide | Peak Ground Deformation (cm) | 0.79044
101 | L9.1a | Airports | Runway | Landslide | Peak Ground Deformation (cm) | 0.7908
102 | L9.1a | Airports | Runway | Landslide | Peak Ground Deformation (cm) | 0.79116
103 | L9.1a | Airports | Runway | Landslide | Peak Ground Deformation (cm) | 0.7915
104 | L9.1a | Airports | Runway | Landslide | Peak Ground Deformation (cm) | 0.79182
105 | L9.1a | Airports | Runway | Landslide | Peak Ground Deformation (cm) | 0.79213
106 | L9.1a | Airports | Runway | Landslide | Peak Ground Deformation (cm) | 0.79243
107 | L9.1a | Airports | Runway | Landslide | Peak Ground Deformation (cm) | 0.79271
108 | L9.1a | Airports | Runway | Landslide | Peak Ground Deformation (cm) | 0.79299
109 | L9.1a | Airports | Runway | Landslide | Peak Ground Deformation (cm) | 0.79325
110 | L9.1a | Airports | Runway | Landslide | Peak Ground Deformation (cm) | 0.7935
111 | L9.1a | Airports | Runway | Landslide | Peak Ground Deformation (cm) | 0.79374
112 | L9.1a | Airports | Runway | Landslide | Peak Ground Deformation (cm) | 0.79397
113 | L9.1a | Airports | Runway | Landslide | Peak Ground Deformation (cm) | 0.79419
114 | L9.1a | Airports | Runway | Landslide | Peak Ground Deformation (cm) | 0.79441
115 | L9.1a | Airports | Runway | Landslide | Peak Ground Deformation (cm) | 0.79461
116 | L9.1a | Airports | Runway | Landslide | Peak Ground Deformation (cm) | 0.79481
117 | L9.1a | Airports | Runway | Landslide | Peak Ground Deformation (cm) | 0.795
118 | L9.1a | Airports | Runway | Landslide | Peak Ground Deformation (cm) | 0.79518
119 | L9.1a | Airports | Runway | Landslide | Peak Ground Deformation (cm) | 0.79535
120 | L9.1a | Airports | Runway | Landslide | Peak Ground Deformation (cm) | 0.79552
121 | L9.1a | Airports | Runway | Landslide | Peak Ground Deformation (cm) | 0.79568
122 | L9.1a | Airports | Runway | Landslide | Peak Ground Deformation (cm) | 0.79583
123 | L9.1a | Airports | Runway | Landslide | Peak Ground Deformation (cm) | 0.79598
124 | L9.1a | Airports | Runway | Landslide | Peak Ground Deformation (cm) | 0.79612
125 | L9.1a | Airports | Runway | Landslide | Peak Ground Deformation (cm) | 0.79626
0 | L9.1b | Airports | Runway | Landslide | Peak Ground Deformation (cm) | 0
1 | L9.1b | Airports | Runway | Landslide | Peak Ground Deformation (cm) | 0.024078
2 | L9.1b | Airports | Runway | Landslide | Peak Ground Deformation (cm) | 0.13942
3 | L9.1b | Airports | Runway | Landslide | Peak Ground Deformation (cm) | 0.25213
4 | L9.1b | Airports | Runway | Landslide | Peak Ground Deformation (cm) | 0.3343
5 | L9.1b | Airports | Runway | Landslide | Peak Ground Deformation (cm) | 0.39593
6 | L9.1b | Airports | Runway | Landslide | Peak Ground Deformation (cm) | 0.44629
7 | L9.1b | Airports | Runway | Landslide | Peak Ground Deformation (cm) | 0.49013
8 | L9.1b | Airports | Runway | Landslide | Peak Ground Deformation (cm) | 0.52948
9 | L9.1b | Airports | Runway | Landslide | Peak Ground Deformation (cm) | 0.56518
10 | L9.1b | Airports | Runway | Landslide | Peak Ground Deformation (cm) | 0.59763
11 | L9.1b | Airports | Runway | Landslide | Peak Ground Deformation (cm) | 0.62709
12 | L9.1b | Airports | Runway | Landslide | Peak Ground Deformation (cm) | 0.6538
13 | L9.1b | Airports | Runway | Landslide | Peak Ground Deformation (cm) | 0.67801
14 | L9.1b | Airports | Runway | Landslide | Peak Ground Deformation (cm) | 0.69996
15 | L9.1b | Airports | Runway | Landslide | Peak Ground Deformation (cm) | 0.71989
16 | L9.1b | Airports | Runway | Landslide | Peak Ground Deformation (cm) | 0.73802
17 | L9.1b | Airports | Runway | Landslide | Peak Ground Deformation (cm) | 0.75456
18 | L9.1b | Airports | Runway | Landslide | Peak Ground Deformation (cm) | 0.76968
19 | L9.1b | Airports | Runway | Landslide | Peak Ground Deformation (cm) | 0.78356
20 | L9.1b | Airports | Runway | Landslide | Peak Ground Deformation (cm) | 0.79634
21 | L9.1b | Airports | Runway | Landslide | Peak Ground Deformation (cm) | 0.80813
22 | L9.1b | Airports | Runway | Landslide | Peak Ground Deformation (cm) | 0.81905
23 | L9.1b | Airports | Runway | Landslide | Peak Ground Deformation (cm) | 0.82918
24 | L9.1b | Airports | Runway | Landslide | Peak Ground Deformation (cm) | 0.83861
25 | L9.1b | Airports | Runway | Landslide | Peak Ground Deformation (cm) | 0.8474
26 | L9.1b | Airports | Runway | Landslide | Peak Ground Deformation (cm) | 0.85562
27 | L9.1b | Airports | Runway | Landslide | Peak Ground Deformation (cm) | 0.86331
28 | L9.1b | Airports | Runway | Landslide | Peak Ground Deformation (cm) | 0.87052
29 | L9.1b | Airports | Runway | Landslide | Peak Ground Deformation (cm) | 0.87729
30 | L9.1b | Airports | Runway | Landslide | Peak Ground Deformation (cm) | 0.88365
31 | L9.1b | Airports | Runway | Landslide | Peak Ground Deformation (cm) | 0.88964
32 | L9.1b | Airports | Runway | Landslide | Peak Ground Deformation (cm) | 0.89529
33 | L9.1b | Airports | Runway | Landslide | Peak Ground Deformation (cm) | 0.90061
34 | L9.1b | Airports | Runway | Landslide | Peak Ground Deformation (cm) | 0.90563
35 | L9.1b | Airports | Runway | Landslide | Peak Ground Deformation (cm) | 0.91037
36 | L9.1b | Airports | Runway | Landslide | Peak Ground Deformation (cm) | 0.91485
37 | L9.1b | Airports | Runway | Landslide | Peak Ground Deformation (cm) | 0.91909
38 | L9.1b | Airports | Runway | Landslide | Peak Ground Deformation (cm) | 0.92309
39 | L9.1b | Airports | Runway | Landslide | Peak Ground Deformation (cm) | 0.92688
40 | L9.1b | Airports | Runway | Landslide | Peak Ground Deformation (cm) | 0.93047
41 | L9.1b | Airports | Runway | Landslide | Peak Ground Deformation (cm) | 0.93387
42 | L9.1b | Airports | Runway | Landslide | Peak Ground Deformation (cm) | 0.93709
43 | L9.1b | Airports | Runway | Landslide | Peak Ground Deformation (cm) | 0.94013
44 | L9.1b | Airports | Runway | Landslide | Peak Ground Deformation (cm) | 0.94302
45 | L9.1b | Airports | Runway | Landslide | Peak Ground Deformation (cm) | 0.94576
46 | L9.1b | Airports | Runway | Landslide | Peak Ground Deformation (cm) | 0.94836
47 | L9.1b | Airports | Runway | Landslide | Peak Ground Deformation (cm) | 0.95082
48 | L9.1b | Airports | Runway | Landslide | Peak Ground Deformation (cm) | 0.95316
49 | L9.1b | Airports | Runway | Landslide | Peak Ground Deformation (cm) | 0.95537
50 | L9.1b | Airports | Runway | Landslide | Peak Ground Deformation (cm) | 0.95748
51 | L9.1b | Airports | Runway | Landslide | Peak Ground Deformation (cm) | 0.95947
52 | L9.1b | Airports | Runway | Landslide | Peak Ground Deformation (cm) | 0.96137
53 | L9.1b | Airports | Runway | Landslide | Peak Ground Deformation (cm) | 0.96317
54 | L9.1b | Airports | Runway | Landslide | Peak Ground Deformation (cm) | 0.96488
55 | L9.1b | Airports | Runway | Landslide | Peak Ground Deformation (cm) | 0.9665
56 | L9.1b | Airports | Runway | Landslide | Peak Ground Deformation (cm) | 0.96804
57 | L9.1b | Airports | Runway | Landslide | Peak Ground Deformation (cm) | 0.96951
58 | L9.1b | Airports | Runway | Landslide | Peak Ground Deformation (cm) | 0.9709
59 | L9.1b | Airports | Runway | Landslide | Peak Ground Deformation (cm) | 0.97223
60 | L9.1b | Airports | Runway | Landslide | Peak Ground Deformation (cm) | 0.97349
61 | L9.1b | Airports | Runway | Landslide | Peak Ground Deformation (cm) | 0.97468
62 | L9.1b | Airports | Runway | Landslide | Peak Ground Deformation (cm) | 0.97582
63 | L9.1b | Airports | Runway | Landslide | Peak Ground Deformation (cm) | 0.9769
64 | L9.1b | Airports | Runway | Landslide | Peak Ground Deformation (cm) | 0.97794
65 | L9.1b | Airports | Runway | Landslide | Peak Ground Deformation (cm) | 0.97892
66 | L9.1b | Airports | Runway | Landslide | Peak Ground Deformation (cm) | 0.97985
67 | L9.1b | Airports | Runway | Landslide | Peak Ground Deformation (cm) | 0.98074
68 | L9.1b | Airports | Runway | Landslide | Peak Ground Deformation (cm) | 0.98158
69 | L9.1b | Airports | Runway | Landslide | Peak Ground Deformation (cm) | 0.98239
70 | L9.1b | Airports | Runway | Landslide | Peak Ground Deformation (cm) | 0.98316
71 | L9.1b | Airports | Runway | Landslide | Peak Ground Deformation (cm) | 0.98389
72 | L9.1b | Airports | Runway | Landslide | Peak Ground Deformation (cm) | 0.98458
73 | L9.1b | Airports | Runway | Landslide | Peak Ground Deformation (cm) | 0.98525
74 | L9.1b | Airports | Runway | Landslide | Peak Ground Deformation (cm) | 0.98588
75 | L9.1b | Airports | Runway | Landslide | Peak Ground Deformation (cm) | 0.98648
76 | L9.1b | Airports | Runway | Landslide | Peak Ground Deformation (cm) | 0.98706
77 | L9.1b | Airports | Runway | Landslide | Peak Ground Deformation (cm) | 0.98761
78 | L9.1b | Airports | Runway | Landslide | Peak Ground Deformation (cm) | 0.98813
79 | L9.1b | Airports | Runway | Landslide | Peak Ground Deformation (cm) | 0.98863
80 | L9.1b | Airports | Runway | Landslide | Peak Ground Deformation (cm) | 0.98911
81 | L9.1b | Airports | Runway | Landslide | Peak Ground Deformation (cm) | 0.98956
82 | L9.1b | Airports | Runway | Landslide | Peak Ground Deformation (cm) | 0.98999
83 | L9.1b | Airports | Runway | Landslide | Peak Ground Deformation (cm) | 0.99041
84 | L9.1b | Airports | Runway | Landslide | Peak Ground Deformation (cm) | 0.9908
85 | L9.1b | Airports | Runway | Landslide | Peak Ground Deformation (cm) | 0.99118
86 | L9.1b | Airports | Runway | Landslide | Peak Ground Deformation (cm) | 0.99154
87 | L9.1b | Airports | Runway | Landslide | Peak Ground Deformation (cm) | 0.99189
88 | L9.1b | Airports | Runway | Landslide | Peak Ground Deformation (cm) | 0.99221
89 | L9.1b | Airports | Runway | Landslide | Peak Ground Deformation (cm) | 0.99253
90 | L9.1b | Airports | Runway | Landslide | Peak Ground Deformation (cm) | 0.99283
91 | L9.1b | Airports | Runway | Landslide | Peak Ground Deformation (cm) | 0.99312
92 | L9.1b | Airports | Runway | Landslide | Peak Ground Deformation (cm) | 0.99339
93 | L9.1b | Airports | Runway | Landslide | Peak Ground Deformation (cm) | 0.99366
94 | L9.1b | Airports | Runway | Landslide | Peak Ground Deformation (cm) | 0.99391
95 | L9.1b | Airports | Runway | Landslide | Peak Ground Deformation (cm) | 0.99415
96 | L9.1b | Airports | Runway | Landslide | Peak Ground Deformation (cm) | 0.99438
97 | L9.1b | Airports | Runway | Landslide | Peak Ground Deformation (cm) | 0.9946
98 | L9.1b | Airports | Runway | Landslide | Peak Ground Deformation (cm) | 0.99481
99 | L9.1b | Airports | Runway | Landslide | Peak Ground Deformation (cm) | 0.99501
100 | L9.1b | Airports | Runway | Landslide | Peak Ground Deformation (cm) | 0.9952
101 | L9.1b | Airports | Runway | Landslide | Peak Ground Deformation (cm) | 0.99539
102 | L9.1b | Airports | Runway | Landslide | Peak Ground Deformation (cm) | 0.99557
103 | L9.1b | Airports | Runway | Landslide | Peak Ground Deformation (cm) | 0.99574
104 | L9.1b | Airports | Runway | Landslide | Peak Ground Deformation (cm) | 0.9959
105 | L9.1b | Airports | Runway | Landslide | Peak Ground Deformation (cm) | 0.99605
106 | L9.1b | Airports | Runway | Landslide | Peak Ground Deformation (cm) | 0.9962
107 | L9.1b | Airports | Runway | Landslide | Peak Ground Deformation (cm) | 0.99635
108 | L9.1b | Airports | Runway | Landslide | Peak Ground Deformation (cm) | 0.99648
109 | L9.1b | Airports | Runway | Landslide | Peak Ground Deformation (cm) | 0.99662
110 | L9.1b | Airports | Runway | Landslide | Peak Ground Deformation (cm) | 0.99674
111 | L9.1b | Airports | Runway | Landslide | Peak Ground Deformation (cm) | 0.99686
112 | L9.1b | Airports | Runway | Landslide | Peak Ground Deformation (cm) | 0.99698
113 | L9.1b | Airports | Runway | Landslide | Peak Ground Deformation (cm) | 0.99709
114 | L9.1b | Airports | Runway | Landslide | Peak Ground Deformation (cm) | 0.9972
115 | L9.1b | Airports | Runway | Landslide | Peak Ground Deformation (cm) | 0.9973
116 | L9.1b | Airports | Runway | Landslide | Peak Ground Deformation (cm) | 0.9974
117 | L9.1b | Airports | Runway | Landslide | Peak Ground Deformation (cm) | 0.99749
118 | L9.1b | Airports | Runway | Landslide | Peak Ground Deformation (cm) | 0.99758
119 | L9.1b | Airports | Runway | Landslide | Peak Ground Deformation (cm) | 0.99767
120 | L9.1b | Airports | Runway | Landslide | Peak Ground Deformation (cm) | 0.99776
121 | L9.1b | Airports | Runway | Landslide | Peak Ground Deformation (cm) | 0.99784
122 | L9.1b | Airports | Runway | Landslide | Peak Ground Deformation (cm) | 0.99791
123 | L9.1b | Airports | Runway | Landslide | Peak Ground Deformation (cm) | 0.99799
124 | L9.1b | Airports | Runway | Landslide | Peak Ground Deformation (cm) | 0.99806
125 | L9.1b | Airports | Runway | Landslide | Peak Ground Deformation (cm) | 0.99813
0 | L9.2 | Airports | Fuel facility | Landslide | Peak Ground Deformation (cm) | 0
1 | L9.2 | Airports | Fuel facility | Landslide | Peak Ground Deformation (cm) | 5.3089e-08
2 | L9.2 | Airports | Fuel facility | Landslide | Peak Ground Deformation (cm) | 1.7361e-05
3 | L9.2 | Airports | Fuel facility | Landslide | Peak Ground Deformation (cm) | 0.00022375
4 | L9.2 | Airports | Fuel facility | Landslide | Peak Ground Deformation (cm) | 0.00096293
5 | L9.2 | Airports | Fuel facility | Landslide | Peak Ground Deformation (cm) | 0.0024688
6 | L9.2 | Airports | Fuel facility | Landslide | Peak Ground Deformation (cm) | 0.0047504
7 | L9.2 | Airports | Fuel facility | Landslide | Peak Ground Deformation (cm) | 0.0076718
8 | L9.2 | Airports | Fuel facility | Landslide | Peak Ground Deformation (cm) | 0.011053
9 | L9.2 | Airports | Fuel facility | Landslide | Peak Ground Deformation (cm) | 0.01473
10 | L9.2 | Airports | Fuel facility | Landslide | Peak Ground Deformation (cm) | 0.018569
11 | L9.2 | Airports | Fuel facility | Landslide | Peak Ground Deformation (cm) | 0.022476
12 | L9.2 | Airports | Fuel facility | Landslide | Peak Ground Deformation (cm) | 0.026386
13 | L9.2 | Airports | Fuel facility | Landslide | Peak Ground Deformation (cm) | 0.030257
14 | L9.2 | Airports | Fuel facility | Landslide | Peak Ground Deformation (cm) | 0.034065
15 | L9.2 | Airports | Fuel facility | Landslide | Peak Ground Deformation (cm) | 0.0378
16 | L9.2 | Airports | Fuel facility | Landslide | Peak Ground Deformation (cm) | 0.041461
17 | L9.2 | Airports | Fuel facility | Landslide | Peak Ground Deformation (cm) | 0.045053
18 | L9.2 | Airports | Fuel facility | Landslide | Peak Ground Deformation (cm) | 0.048588
19 | L9.2 | Airports | Fuel facility | Landslide | Peak Ground Deformation (cm) | 0.052079
20 | L9.2 | Airports | Fuel facility | Landslide | Peak Ground Deformation (cm) | 0.055541
21 | L9.2 | Airports | Fuel facility | Landslide | Peak Ground Deformation (cm) | 0.058991
22 | L9.2 | Airports | Fuel facility | Landslide | Peak Ground Deformation (cm) | 0.062445
23 | L9.2 | Airports | Fuel facility | Landslide | Peak Ground Deformation (cm) | 0.065917
24 | L9.2 | Airports | Fuel facility | Landslide | Peak Ground Deformation (cm) | 0.069422
25 | L9.2 | Airports | Fuel facility | Landslide | Peak Ground Deformation (cm) | 0.072971
26 | L9.2 | Airports | Fuel facility | Landslide | Peak Ground Deformation (cm) | 0.076576
27 | L9.2 | Airports | Fuel facility | Landslide | Peak Ground Deformation (cm) | 0.080244
28 | L9.2 | Airports | Fuel facility | Landslide | Peak Ground Deformation (cm) | 0.083982
29 | L9.2 | Airports | Fuel facility | Landslide | Peak Ground Deformation (cm) | 0.087795
30 | L9.2 | Airports | Fuel facility | Landslide | Peak Ground Deformation (cm) | 0.091684
31 | L9.2 | Airports | Fuel facility | Landslide | Peak Ground Deformation (cm) | 0.095652
32 | L9.2 | Airports | Fuel facility | Landslide | Peak Ground Deformation (cm) | 0.099698
33 | L9.2 | Airports | Fuel facility | Landslide | Peak Ground Deformation (cm) | 0.10382
34 | L9.2 | Airports | Fuel facility | Landslide | Peak Ground Deformation (cm) | 0.10801
35 | L9.2 | Airports | Fuel facility | Landslide | Peak Ground Deformation (cm) | 0.11228
36 | L9.2 | Airports | Fuel facility | Landslide | Peak Ground Deformation (cm) | 0.1166
37 | L9.2 | Airports | Fuel facility | Landslide | Peak Ground Deformation (cm) | 0.12099
38 | L9.2 | Airports | Fuel facility | Landslide | Peak Ground Deformation (cm) | 0.12543
39 | L9.2 | Airports | Fuel facility | Landslide | Peak Ground Deformation (cm) | 0.12991
40 | L9.2 | Airports | Fuel facility | Landslide | Peak Ground Deformation (cm) | 0.13443
41 | L9.2 | Airports | Fuel facility | Landslide | Peak Ground Deformation (cm) | 0.13898
42 | L9.2 | Airports | Fuel facility | Landslide | Peak Ground Deformation (cm) | 0.14356
43 | L9.2 | Airports | Fuel facility | Landslide | Peak Ground Deformation (cm) | 0.14816
44 | L9.2 | Airports | Fuel facility | Landslide | Peak Ground Deformation (cm) | 0.15276
45 | L9.2 | Airports | Fuel facility | Landslide | Peak Ground Deformation (cm) | 0.15737
46 | L9.2 | Airports | Fuel facility | Landslide | Peak Ground Deformation (cm) | 0.16197
47 | L9.2 | Airports | Fuel facility | Landslide | Peak Ground Deformation (cm) | 0.16657
48 | L9.2 | Airports | Fuel facility | Landslide | Peak Ground Deformation (cm) | 0.17114
49 | L9.2 | Airports | Fuel facility | Landslide | Peak Ground Deformation (cm) | 0.1757
50 | L9.2 | Airports | Fuel facility | Landslide | Peak Ground Deformation (cm) | 0.18023
51 | L9.2 | Airports | Fuel facility | Landslide | Peak Ground Deformation (cm) | 0.18472
52 | L9.2 | Airports | Fuel facility | Landslide | Peak Ground Deformation (cm) | 0.18918
53 | L9.2 | Airports | Fuel facility | Landslide | Peak Ground Deformation (cm) | 0.1936
54 | L9.2 | Airports | Fuel facility | Landslide | Peak Ground Deformation (cm) | 0.19796
55 | L9.2 | Airports | Fuel facility | Landslide | Peak Ground Deformation (cm) | 0.20228
56 | L9.2 | Airports | Fuel facility | Landslide | Peak Ground Deformation (cm) | 0.20655
57 | L9.2 | Airports | Fuel facility | Landslide | Peak Ground Deformation (cm) | 0.21075
58 | L9.2 | Airports | Fuel facility | Landslide | Peak Ground Deformation (cm) | 0.2149
59 | L9.2 | Airports | Fuel facility | Landslide | Peak Ground Deformation (cm) | 0.21898
60 | L9.2 | Airports | Fuel facility | Landslide | Peak Ground Deformation (cm) | 0.223
61 | L9.2 | Airports | Fuel facility | Landslide | Peak Ground Deformation (cm) | 0.22695
62 | L9.2 | Airports | Fuel facility | Landslide | Peak Ground Deformation (cm) | 0.23083
63 | L9.2 | Airports | Fuel facility | Landslide | Peak Ground Deformation (cm) | 0.23465
64 | L9.2 | Airports | Fuel facility | Landslide | Peak Ground Deformation (cm) | 0.23839
65 | L9.2 | Airports | Fuel facility | Landslide | Peak Ground Deformation (cm) | 0.24206
66 | L9.2 | Airports | Fuel facility | Landslide | Peak Ground Deformation (cm) | 0.24565
67 | L9.2 | Airports | Fuel facility | Landslide | Peak Ground Deformation (cm) | 0.24918
68 | L9.2 | Airports | Fuel facility | Landslide | Peak Ground Deformation (cm) | 0.25263
69 | L9.2 | Airports | Fuel facility | Landslide | Peak Ground Deformation (cm) | 0.256
70 | L9.2 | Airports | Fuel facility | Landslide | Peak Ground Deformation (cm) | 0.2593
71 | L9.2 | Airports | Fuel facility | Landslide | Peak Ground Deformation (cm) | 0.26253
72 | L9.2 | Airports | Fuel facility | Landslide | Peak Ground Deformation (cm) | 0.26568
73 | L9.2 | Airports | Fuel facility | Landslide | Peak Ground Deformation (cm) | 0.26876
74 | L9.2 | Airports | Fuel facility | Landslide | Peak Ground Deformation (cm) | 0.27176
75 | L9.2 | Airports | Fuel facility | Landslide | Peak Ground Deformation (cm) | 0.2747
76 | L9.2 | Airports | Fuel facility | Landslide | Peak Ground Deformation (cm) | 0.27756
77 | L9.2 | Airports | Fuel facility | Landslide | Peak Ground Deformation (cm) | 0.28035
78 | L9.2 | Airports | Fuel facility | Landslide | Peak Ground Deformation (cm) | 0.28307
79 | L9.2 | Airports | Fuel facility | Landslide | Peak Ground Deformation (cm) | 0.28572
80 | L9.2 | Airports | Fuel facility | Landslide | Peak Ground Deformation (cm) | 0.28831
81 | L9.2 | Airports | Fuel facility | Landslide | Peak Ground Deformation (cm) | 0.29082
82 | L9.2 | Airports | Fuel facility | Landslide | Peak Ground Deformation (cm) | 0.29327
83 | L9.2 | Airports | Fuel facility | Landslide | Peak Ground Deformation (cm) | 0.29566
84 | L9.2 | Airports | Fuel facility | Landslide | Peak Ground Deformation (cm) | 0.29798
85 | L9.2 | Airports | Fuel facility | Landslide | Peak Ground Deformation (cm) | 0.30024
86 | L9.2 | Airports | Fuel facility | Landslide | Peak Ground Deformation (cm) | 0.30244
87 | L9.2 | Airports | Fuel facility | Landslide | Peak Ground Deformation (cm) | 0.30457
88 | L9.2 | Airports | Fuel facility | Landslide | Peak Ground Deformation (cm) | 0.30665
89 | L9.2 | Airports | Fuel facility | Landslide | Peak Ground Deformation (cm) | 0.30867
90 | L9.2 | Airports | Fuel facility | Landslide | Peak Ground Deformation (cm) | 0.31064
91 | L9.2 | Airports | Fuel facility | Landslide | Peak Ground Deformation (cm) | 0.31254
92 | L9.2 | Airports | Fuel facility | Landslide | Peak Ground Deformation (cm) | 0.3144
93 | L9.2 | Airports | Fuel facility | Landslide | Peak Ground Deformation (cm) | 0.3162
94 | L9.2 | Airports | Fuel facility | Landslide | Peak Ground Deformation (cm) | 0.31795
95 | L9.2 | Airports | Fuel facility | Landslide | Peak Ground Deformation (cm) | 0.31965
96 | L9.2 | Airports | Fuel facility | Landslide | Peak Ground Deformation (cm) | 0.3213
97 | L9.2 | Airports | Fuel facility | Landslide | Peak Ground Deformation (cm) | 0.3229
98 | L9.2 | Airports | Fuel facility | Landslide | Peak Ground Deformation (cm) | 0.32446
99 | L9.2 | Airports | Fuel facility | Landslide | Peak Ground Deformation (cm) | 0.32597
100 | L9.2 | Airports | Fuel facility | Landslide | Peak Ground Deformation (cm) | 0.32744
101 | L9.2 | Airports | Fuel facility | Landslide | Peak Ground Deformation (cm) | 0.32886
102 | L9.2 | Airports | Fuel facility | Landslide | Peak Ground Deformation (cm) | 0.33024
103 | L9.2 | Airports | Fuel facility | Landslide | Peak Ground Deformation (cm) | 0.33158
104 | L9.2 | Airports | Fuel facility | Landslide | Peak Ground Deformation (cm) | 0.33288
105 | L9.2 | Airports | Fuel facility | Landslide | Peak Ground Deformation (cm) | 0.33414
106 | L9.2 | Airports | Fuel facility | Landslide | Peak Ground Deformation (cm) | 0.33537
107 | L9.2 | Airports | Fuel facility | Landslide | Peak Ground Deformation (cm) | 0.33655
108 | L9.2 | Airports | Fuel facility | Landslide | Peak Ground Deformation (cm) | 0.33771
109 | L9.2 | Airports | Fuel facility | Landslide | Peak Ground Deformation (cm) | 0.33882
110 | L9.2 | Airports | Fuel facility | Landslide | Peak Ground Deformation (cm) | 0.33991
111 | L9.2 | Airports | Fuel facility | Landslide | Peak Ground Deformation (cm) | 0.34096
112 | L9.2 | Airports | Fuel facility | Landslide | Peak Ground Deformation (cm) | 0.34198
113 | L9.2 | Airports | Fuel facility | Landslide | Peak Ground Deformation (cm) | 0.34297
114 | L9.2 | Airports | Fuel facility | Landslide | Peak Ground Deformation (cm) | 0.34392
115 | L9.2 | Airports | Fuel facility | Landslide | Peak Ground Deformation (cm) | 0.34485
116 | L9.2 | Airports | Fuel facility | Landslide | Peak Ground Deformation (cm) | 0.34576
117 | L9.2 | Airports | Fuel facility | Landslide | Peak Ground Deformation (cm) | 0.34663
118 | L9.2 | Airports | Fuel facility | Landslide | Peak Ground Deformation (cm) | 0.34748
119 | L9.2 | Airports | Fuel facility | Landslide | Peak Ground Deformation (cm) | 0.3483
120 | L9.2 | Airports | Fuel facility | Landslide | Peak Ground Deformation (cm) | 0.3491
121 | L9.2 | Airports | Fuel facility | Landslide | Peak Ground Deformation (cm) | 0.34987
122 | L9.2 | Airports | Fuel facility | Landslide | Peak Ground Deformation (cm) | 0.35062
123 | L9.2 | Airports | Fuel facility | Landslide | Peak Ground Deformation (cm) | 0.35134
124 | L9.2 | Airports | Fuel facility | Landslide | Peak Ground Deformation (cm) | 0.35205
125 | L9.2 | Airports | Fuel facility | Landslide | Peak Ground Deformation (cm) | 0.35273
0 | L9.2a | Airports | Fuel facility | Landslide | Peak Ground Deformation (cm) | 0
1 | L9.2a | Airports | Fuel facility | Landslide | Peak Ground Deformation (cm) | 1.7802e-08
2 | L9.2a | Airports | Fuel facility | Landslide | Peak Ground Deformation (cm) | 6.0052e-06
3 | L9.2a | Airports | Fuel facility | Landslide | Peak Ground Deformation (cm) | 8.2617e-05
4 | L9.2a | Airports | Fuel facility | Landslide | Peak Ground Deformation (cm) | 0.00039199
5 | L9.2a | Airports | Fuel facility | Landslide | Peak Ground Deformation (cm) | 0.0011339
6 | L9.2a | Airports | Fuel facility | Landslide | Peak Ground Deformation (cm) | 0.0024902
7 | L9.2a | Airports | Fuel facility | Landslide | Peak Ground Deformation (cm) | 0.0045969
8 | L9.2a | Airports | Fuel facility | Landslide | Peak Ground Deformation (cm) | 0.0075285
9 | L9.2a | Airports | Fuel facility | Landslide | Peak Ground Deformation (cm) | 0.011294
10 | L9.2a | Airports | Fuel facility | Landslide | Peak Ground Deformation (cm) | 0.015843
11 | L9.2a | Airports | Fuel facility | Landslide | Peak Ground Deformation (cm) | 0.021085
12 | L9.2a | Airports | Fuel facility | Landslide | Peak Ground Deformation (cm) | 0.026899
13 | L9.2a | Airports | Fuel facility | Landslide | Peak Ground Deformation (cm) | 0.033158
14 | L9.2a | Airports | Fuel facility | Landslide | Peak Ground Deformation (cm) | 0.039735
15 | L9.2a | Airports | Fuel facility | Landslide | Peak Ground Deformation (cm) | 0.046515
16 | L9.2a | Airports | Fuel facility | Landslide | Peak Ground Deformation (cm) | 0.053399
17 | L9.2a | Airports | Fuel facility | Landslide | Peak Ground Deformation (cm) | 0.060303
18 | L9.2a | Airports | Fuel facility | Landslide | Peak Ground Deformation (cm) | 0.067163
19 | L9.2a | Airports | Fuel facility | Landslide | Peak Ground Deformation (cm) | 0.073932
20 | L9.2a | Airports | Fuel facility | Landslide | Peak Ground Deformation (cm) | 0.080576
21 | L9.2a | Airports | Fuel facility | Landslide | Peak Ground Deformation (cm) | 0.087074
22 | L9.2a | Airports | Fuel facility | Landslide | Peak Ground Deformation (cm) | 0.093414
23 | L9.2a | Airports | Fuel facility | Landslide | Peak Ground Deformation (cm) | 0.099593
24 | L9.2a | Airports | Fuel facility | Landslide | Peak Ground Deformation (cm) | 0.10561
25 | L9.2a | Airports | Fuel facility | Landslide | Peak Ground Deformation (cm) | 0.11148
26 | L9.2a | Airports | Fuel facility | Landslide | Peak Ground Deformation (cm) | 0.1172
27 | L9.2a | Airports | Fuel facility | Landslide | Peak Ground Deformation (cm) | 0.12279
28 | L9.2a | Airports | Fuel facility | Landslide | Peak Ground Deformation (cm) | 0.12825
29 | L9.2a | Airports | Fuel facility | Landslide | Peak Ground Deformation (cm) | 0.13361
30 | L9.2a | Airports | Fuel facility | Landslide | Peak Ground Deformation (cm) | 0.13886
31 | L9.2a | Airports | Fuel facility | Landslide | Peak Ground Deformation (cm) | 0.14402
32 | L9.2a | Airports | Fuel facility | Landslide | Peak Ground Deformation (cm) | 0.14911
33 | L9.2a | Airports | Fuel facility | Landslide | Peak Ground Deformation (cm) | 0.15412
34 | L9.2a | Airports | Fuel facility | Landslide | Peak Ground Deformation (cm) | 0.15906
35 | L9.2a | Airports | Fuel facility | Landslide | Peak Ground Deformation (cm) | 0.16394
36 | L9.2a | Airports | Fuel facility | Landslide | Peak Ground Deformation (cm) | 0.16877
37 | L9.2a | Airports | Fuel facility | Landslide | Peak Ground Deformation (cm) | 0.17355
38 | L9.2a | Airports | Fuel facility | Landslide | Peak Ground Deformation (cm) | 0.17828
39 | L9.2a | Airports | Fuel facility | Landslide | Peak Ground Deformation (cm) | 0.18297
40 | L9.2a | Airports | Fuel facility | Landslide | Peak Ground Deformation (cm) | 0.18761
41 | L9.2a | Airports | Fuel facility | Landslide | Peak Ground Deformation (cm) | 0.1922
42 | L9.2a | Airports | Fuel facility | Landslide | Peak Ground Deformation (cm) | 0.19675
43 | L9.2a | Airports | Fuel facility | Landslide | Peak Ground Deformation (cm) | 0.20126
44 | L9.2a | Airports | Fuel facility | Landslide | Peak Ground Deformation (cm) | 0.20572
45 | L9.2a | Airports | Fuel facility | Landslide | Peak Ground Deformation (cm) | 0.21013
46 | L9.2a | Airports | Fuel facility | Landslide | Peak Ground Deformation (cm) | 0.2145
47 | L9.2a | Airports | Fuel facility | Landslide | Peak Ground Deformation (cm) | 0.21881
48 | L9.2a | Airports | Fuel facility | Landslide | Peak Ground Deformation (cm) | 0.22308
49 | L9.2a | Airports | Fuel facility | Landslide | Peak Ground Deformation (cm) | 0.22729
50 | L9.2a | Airports | Fuel facility | Landslide | Peak Ground Deformation (cm) | 0.23145
51 | L9.2a | Airports | Fuel facility | Landslide | Peak Ground Deformation (cm) | 0.23555
52 | L9.2a | Airports | Fuel facility | Landslide | Peak Ground Deformation (cm) | 0.2396
53 | L9.2a | Airports | Fuel facility | Landslide | Peak Ground Deformation (cm) | 0.24358
54 | L9.2a | Airports | Fuel facility | Landslide | Peak Ground Deformation (cm) | 0.24751
55 | L9.2a | Airports | Fuel facility | Landslide | Peak Ground Deformation (cm) | 0.25137
56 | L9.2a | Airports | Fuel facility | Landslide | Peak Ground Deformation (cm) | 0.25517
57 | L9.2a | Airports | Fuel facility | Landslide | Peak Ground Deformation (cm) | 0.2589
58 | L9.2a | Airports | Fuel facility | Landslide | Peak Ground Deformation (cm) | 0.26257
59 | L9.2a | Airports | Fuel facility | Landslide | Peak Ground Deformation (cm) | 0.26617
60 | L9.2a | Airports | Fuel facility | Landslide | Peak Ground Deformation (cm) | 0.26971
61 | L9.2a | Airports | Fuel facility | Landslide | Peak Ground Deformation (cm) | 0.27318
62 | L9.2a | Airports | Fuel facility | Landslide | Peak Ground Deformation (cm) | 0.27657
63 | L9.2a | Airports | Fuel facility | Landslide | Peak Ground Deformation (cm) | 0.27991
64 | L9.2a | Airports | Fuel facility | Landslide | Peak Ground Deformation (cm) | 0.28317
65 | L9.2a | Airports | Fuel facility | Landslide | Peak Ground Deformation (cm) | 0.28636
66 | L9.2a | Airports | Fuel facility | Landslide | Peak Ground Deformation (cm) | 0.28949
67 | L9.2a | Airports | Fuel facility | Landslide | Peak Ground Deformation (cm) | 0.29254
68 | L9.2a | Airports | Fuel facility | Landslide | Peak Ground Deformation (cm) | 0.29553
69 | L9.2a | Airports | Fuel facility | Landslide | Peak Ground Deformation (cm) | 0.29845
70 | L9.2a | Airports | Fuel facility | Landslide | Peak Ground Deformation (cm) | 0.3013
71 | L9.2a | Airports | Fuel facility | Landslide | Peak Ground Deformation (cm) | 0.30408
72 | L9.2a | Airports | Fuel facility | Landslide | Peak Ground Deformation (cm) | 0.3068
73 | L9.2a | Airports | Fuel facility | Landslide | Peak Ground Deformation (cm) | 0.30945
74 | L9.2a | Airports | Fuel facility | Landslide | Peak Ground Deformation (cm) | 0.31204
75 | L9.2a | Airports | Fuel facility | Landslide | Peak Ground Deformation (cm) | 0.31456
76 | L9.2a | Airports | Fuel facility | Landslide | Peak Ground Deformation (cm) | 0.31702
77 | L9.2a | Airports | Fuel facility | Landslide | Peak Ground Deformation (cm) | 0.31941
78 | L9.2a | Airports | Fuel facility | Landslide | Peak Ground Deformation (cm) | 0.32175
79 | L9.2a | Airports | Fuel facility | Landslide | Peak Ground Deformation (cm) | 0.32402
80 | L9.2a | Airports | Fuel facility | Landslide | Peak Ground Deformation (cm) | 0.32623
81 | L9.2a | Airports | Fuel facility | Landslide | Peak Ground Deformation (cm) | 0.32839
82 | L9.2a | Airports | Fuel facility | Landslide | Peak Ground Deformation (cm) | 0.33048
83 | L9.2a | Airports | Fuel facility | Landslide | Peak Ground Deformation (cm) | 0.33252
84 | L9.2a | Airports | Fuel facility | Landslide | Peak Ground Deformation (cm) | 0.33451
85 | L9.2a | Airports | Fuel facility | Landslide | Peak Ground Deformation (cm) | 0.33644
86 | L9.2a | Airports | Fuel facility | Landslide | Peak Ground Deformation (cm) | 0.33832
87 | L9.2a | Airports | Fuel facility | Landslide | Peak Ground Deformation (cm) | 0.34014
88 | L9.2a | Airports | Fuel facility | Landslide | Peak Ground Deformation (cm) | 0.34191
89 | L9.2a | Airports | Fuel facility | Landslide | Peak Ground Deformation (cm) | 0.34364
90 | L9.2a | Airports | Fuel facility | Landslide | Peak Ground Deformation (cm) | 0.34531
91 | L9.2a | Airports | Fuel facility | Landslide | Peak Ground Deformation (cm) | 0.34694
92 | L9.2a | Airports | Fuel facility | Landslide | Peak Ground Deformation (cm) | 0.34852
93 | L9.2a | Airports | Fuel facility | Landslide | Peak Ground Deformation (cm) | 0.35006
94 | L9.2a | Airports | Fuel facility | Landslide | Peak Ground Deformation (cm) | 0.35155
95 | L9.2a | Airports | Fuel facility | Landslide | Peak Ground Deformation (cm) | 0.35299
96 | L9.2a | Airports | Fuel facility | Landslide | Peak Ground Deformation (cm) | 0.3544
97 | L9.2a | Airports | Fuel facility | Landslide | Peak Ground Deformation (cm) | 0.35576
98 | L9.2a | Airports | Fuel facility | Landslide | Peak Ground Deformation (cm) | 0.35709
99 | L9.2a | Airports | Fuel facility | Landslide | Peak Ground Deformation (cm) | 0.35837
100 | L9.2a | Airports | Fuel facility | Landslide | Peak Ground Deformation (cm) | 0.35962
101 | L9.2a | Airports | Fuel facility | Landslide | Peak Ground Deformation (cm) | 0.36083
102 | L9.2a | Airports | Fuel facility | Landslide | Peak Ground Deformation (cm) | 0.36201
103 | L9.2a | Airports | Fuel facility | Landslide | Peak Ground Deformation (cm) | 0.36315
104 | L9.2a | Airports | Fuel facility | Landslide | Peak Ground Deformation (cm) | 0.36425
105 | L9.2a | Airports | Fuel facility | Landslide | Peak Ground Deformation (cm) | 0.36533
106 | L9.2a | Airports | Fuel facility | Landslide | Peak Ground Deformation (cm) | 0.36637
107 | L9.2a | Airports | Fuel facility | Landslide | Peak Ground Deformation (cm) | 0.36738
108 | L9.2a | Airports | Fuel facility | Landslide | Peak Ground Deformation (cm) | 0.36835
109 | L9.2a | Airports | Fuel facility | Landslide | Peak Ground Deformation (cm) | 0.3693
110 | L9.2a | Airports | Fuel facility | Landslide | Peak Ground Deformation (cm) | 0.37022
111 | L9.2a | Airports | Fuel facility | Landslide | Peak Ground Deformation (cm) | 0.37112
112 | L9.2a | Airports | Fuel facility | Landslide | Peak Ground Deformation (cm) | 0.37198
113 | L9.2a | Airports | Fuel facility | Landslide | Peak Ground Deformation (cm) | 0.37282
114 | L9.2a | Airports | Fuel facility | Landslide | Peak Ground Deformation (cm) | 0.37364
115 | L9.2a | Airports | Fuel facility | Landslide | Peak Ground Deformation (cm) | 0.37443
116 | L9.2a | Airports | Fuel facility | Landslide | Peak Ground Deformation (cm) | 0.37519
117 | L9.2a | Airports | Fuel facility | Landslide | Peak Ground Deformation (cm) | 0.37593
118 | L9.2a | Airports | Fuel facility | Landslide | Peak Ground Deformation (cm) | 0.37665
119 | L9.2a | Airports | Fuel facility | Landslide | Peak Ground Deformation (cm) | 0.37735
120 | L9.2a | Airports | Fuel facility | Landslide | Peak Ground Deformation (cm) | 0.37803
121 | L9.2a | Airports | Fuel facility | Landslide | Peak Ground Deformation (cm) | 0.37868
122 | L9.2a | Airports | Fuel facility | Landslide | Peak Ground Deformation (cm) | 0.37932
123 | L9.2a | Airports | Fuel facility | Landslide | Peak Ground Deformation (cm) | 0.37994
124 | L9.2a | Airports | Fuel facility | Landslide | Peak Ground Deformation (cm) | 0.38053
125 | L9.2a | Airports | Fuel facility | Landslide | Peak Ground Deformation (cm) | 0.38111
0 | L9.2b | Airports | Fuel facility | Landslide | Peak Ground Deformation (cm) | 0
1 | L9.2b | Airports | Fuel facility | Landslide | Peak Ground Deformation (cm) | 2.6545e-07
2 | L9.2b | Airports | Fuel facility | Landslide | Peak Ground Deformation (cm) | 8.6807e-05
3 | L9.2b | Airports | Fuel facility | Landslide | Peak Ground Deformation (cm) | 0.0011188
4 | L9.2b | Airports | Fuel facility | Landslide | Peak Ground Deformation (cm) | 0.0048146
5 | L9.2b | Airports | Fuel facility | Landslide | Peak Ground Deformation (cm) | 0.012344
6 | L9.2b | Airports | Fuel facility | Landslide | Peak Ground Deformation (cm) | 0.02375
7 | L9.2b | Airports | Fuel facility | Landslide | Peak Ground Deformation (cm) | 0.038353
8 | L9.2b | Airports | Fuel facility | Landslide | Peak Ground Deformation (cm) | 0.055246
9 | L9.2b | Airports | Fuel facility | Landslide | Peak Ground Deformation (cm) | 0.073591
10 | L9.2b | Airports | Fuel facility | Landslide | Peak Ground Deformation (cm) | 0.092713
11 | L9.2b | Airports | Fuel facility | Landslide | Peak Ground Deformation (cm) | 0.11211
12 | L9.2b | Airports | Fuel facility | Landslide | Peak Ground Deformation (cm) | 0.13142
13 | L9.2b | Airports | Fuel facility | Landslide | Peak Ground Deformation (cm) | 0.15041
14 | L9.2b | Airports | Fuel facility | Landslide | Peak Ground Deformation (cm) | 0.1689
15 | L9.2b | Airports | Fuel facility | Landslide | Peak Ground Deformation (cm) | 0.18679
16 | L9.2b | Airports | Fuel facility | Landslide | Peak Ground Deformation (cm) | 0.20404
17 | L9.2b | Airports | Fuel facility | Landslide | Peak Ground Deformation (cm) | 0.22061
18 | L9.2b | Airports | Fuel facility | Landslide | Peak Ground Deformation (cm) | 0.23651
19 | L9.2b | Airports | Fuel facility | Landslide | Peak Ground Deformation (cm) | 0.25177
20 | L9.2b | Airports | Fuel facility | Landslide | Peak Ground Deformation (cm) | 0.26641
21 | L9.2b | Airports | Fuel facility | Landslide | Peak Ground Deformation (cm) | 0.28049
22 | L9.2b | Airports | Fuel facility | Landslide | Peak Ground Deformation (cm) | 0.29406
23 | L9.2b | Airports | Fuel facility | Landslide | Peak Ground Deformation (cm) | 0.30717
24 | L9.2b | Airports | Fuel facility | Landslide | Peak Ground Deformation (cm) | 0.31986
25 | L9.2b | Airports | Fuel facility | Landslide | Peak Ground Deformation (cm) | 0.3322
26 | L9.2b | Airports | Fuel facility | Landslide | Peak Ground Deformation (cm) | 0.34423
27 | L9.2b | Airports | Fuel facility | Landslide | Peak Ground Deformation (cm) | 0.356
28 | L9.2b | Airports | Fuel facility | Landslide | Peak Ground Deformation (cm) | 0.36754
29 | L9.2b | Airports | Fuel facility | Landslide | Peak Ground Deformation (cm) | 0.37889
30 | L9.2b | Airports | Fuel facility | Landslide | Peak Ground Deformation (cm) | 0.39009
31 | L9.2b | Airports | Fuel facility | Landslide | Peak Ground Deformation (cm) | 0.40116
32 | L9.2b | Airports | Fuel facility | Landslide | Peak Ground Deformation (cm) | 0.41212
33 | L9.2b | Airports | Fuel facility | Landslide | Peak Ground Deformation (cm) | 0.423
34 | L9.2b | Airports | Fuel facility | Landslide | Peak Ground Deformation (cm) | 0.43379
35 | L9.2b | Airports | Fuel facility | Landslide | Peak Ground Deformation (cm) | 0.44453
36 | L9.2b | Airports | Fuel facility | Landslide | Peak Ground Deformation (cm) | 0.45521
37 | L9.2b | Airports | Fuel facility | Landslide | Peak Ground Deformation (cm) | 0.46583
38 | L9.2b | Airports | Fuel facility | Landslide | Peak Ground Deformation (cm) | 0.47641
39 | L9.2b | Airports | Fuel facility | Landslide | Peak Ground Deformation (cm) | 0.48694
40 | L9.2b | Airports | Fuel facility | Landslide | Peak Ground Deformation (cm) | 0.49742
41 | L9.2b | Airports | Fuel facility | Landslide | Peak Ground Deformation (cm) | 0.50784
42 | L9.2b | Airports | Fuel facility | Landslide | Peak Ground Deformation (cm) | 0.51822
43 | L9.2b | Airports | Fuel facility | Landslide | Peak Ground Deformation (cm) | 0.52853
44 | L9.2b | Airports | Fuel facility | Landslide | Peak Ground Deformation (cm) | 0.53877
45 | L9.2b | Airports | Fuel facility | Landslide | Peak Ground Deformation (cm) | 0.54894
46 | L9.2b | Airports | Fuel facility | Landslide | Peak Ground Deformation (cm) | 0.55903
47 | L9.2b | Airports | Fuel facility | Landslide | Peak Ground Deformation (cm) | 0.56903
48 | L9.2b | Airports | Fuel facility | Landslide | Peak Ground Deformation (cm) | 0.57895
49 | L9.2b | Airports | Fuel facility | Landslide | Peak Ground Deformation (cm) | 0.58876
50 | L9.2b | Airports | Fuel facility | Landslide | Peak Ground Deformation (cm) | 0.59847
51 | L9.2b | Airports | Fuel facility | Landslide | Peak Ground Deformation (cm) | 0.60807
52 | L9.2b | Airports | Fuel facility | Landslide | Peak Ground Deformation (cm) | 0.61755
53 | L9.2b | Airports | Fuel facility | Landslide | Peak Ground Deformation (cm) | 0.62691
54 | L9.2b | Airports | Fuel facility | Landslide | Peak Ground Deformation (cm) | 0.63614
55 | L9.2b | Airports | Fuel facility | Landslide | Peak Ground Deformation (cm) | 0.64523
56 | L9.2b | Airports | Fuel facility | Landslide | Peak Ground Deformation (cm) | 0.65419
57 | L9.2b | Airports | Fuel facility | Landslide | Peak Ground Deformation (cm) | 0.66301
58 | L9.2b | Airports | Fuel facility | Landslide | Peak Ground Deformation (cm) | 0.67168
59 | L9.2b | Airports | Fuel facility | Landslide | Peak Ground Deformation (cm) | 0.68021
60 | L9.2b | Airports | Fuel facility | Landslide | Peak Ground Deformation (cm) | 0.68858
61 | L9.2b | Airports | Fuel facility | Landslide | Peak Ground Deformation (cm) | 0.6968
62 | L9.2b | Airports | Fuel facility | Landslide | Peak Ground Deformation (cm) | 0.70486
63 | L9.2b | Airports | Fuel facility | Landslide | Peak Ground Deformation (cm) | 0.71277
64 | L9.2b | Airports | Fuel facility | Landslide | Peak Ground Deformation (cm) | 0.72052
65 | L9.2b | Airports | Fuel facility | Landslide | Peak Ground Deformation (cm) | 0.72812
66 | L9.2b | Airports | Fuel facility | Landslide | Peak Ground Deformation (cm) | 0.73555
67 | L9.2b | Airports | Fuel facility | Landslide | Peak Ground Deformation (cm) | 0.74282
68 | L9.2b | Airports | Fuel facility | Landslide | Peak Ground Deformation (cm) | 0.74993
69 | L9.2b | Airports | Fuel facility | Landslide | Peak Ground Deformation (cm) | 0.75689
70 | L9.2b | Airports | Fuel facility | Landslide | Peak Ground Deformation (cm) | 0.76368
71 | L9.2b | Airports | Fuel facility | Landslide | Peak Ground Deformation (cm) | 0.77032
72 | L9.2b | Airports | Fuel facility | Landslide | Peak Ground Deformation (cm) | 0.7768
73 | L9.2b | Airports | Fuel facility | Landslide | Peak Ground Deformation (cm) | 0.78313
74 | L9.2b | Airports | Fuel facility | Landslide | Peak Ground Deformation (cm) | 0.7893
75 | L9.2b | Airports | Fuel facility | Landslide | Peak Ground Deformation (cm) | 0.79533
76 | L9.2b | Airports | Fuel facility | Landslide | Peak Ground Deformation (cm) | 0.8012
77 | L9.2b | Airports | Fuel facility | Landslide | Peak Ground Deformation (cm) | 0.80692
78 | L9.2b | Airports | Fuel facility | Landslide | Peak Ground Deformation (cm) | 0.8125
79 | L9.2b | Airports | Fuel facility | Landslide | Peak Ground Deformation (cm) | 0.81793
80 | L9.2b | Airports | Fuel facility | Landslide | Peak Ground Deformation (cm) | 0.82322
81 | L9.2b | Airports | Fuel facility | Landslide | Peak Ground Deformation (cm) | 0.82837
82 | L9.2b | Airports | Fuel facility | Landslide | Peak Ground Deformation (cm) | 0.83339
83 | L9.2b | Airports | Fuel facility | Landslide | Peak Ground Deformation (cm) | 0.83827
84 | L9.2b | Airports | Fuel facility | Landslide | Peak Ground Deformation (cm) | 0.84301
85 | L9.2b | Airports | Fuel facility | Landslide | Peak Ground Deformation (cm) | 0.84763
86 | L9.2b | Airports | Fuel facility | Landslide | Peak Ground Deformation (cm) | 0.85212
87 | L9.2b | Airports | Fuel facility | Landslide | Peak Ground Deformation (cm) | 0.85649
88 | L9.2b | Airports | Fuel facility | Landslide | Peak Ground Deformation (cm) | 0.86074
89 | L9.2b | Airports | Fuel facility | Landslide | Peak Ground Deformation (cm) | 0.86486
90 | L9.2b | Airports | Fuel facility | Landslide | Peak Ground Deformation (cm) | 0.86887
91 | L9.2b | Airports | Fuel facility | Landslide | Peak Ground Deformation (cm) | 0.87277
92 | L9.2b | Airports | Fuel facility | Landslide | Peak Ground Deformation (cm) | 0.87656
93 | L9.2b | Airports | Fuel facility | Landslide | Peak Ground Deformation (cm) | 0.88023
94 | L9.2b | Airports | Fuel facility | Landslide | Peak Ground Deformation (cm) | 0.8838
95 | L9.2b | Airports | Fuel facility | Landslide | Peak Ground Deformation (cm) | 0.88727
96 | L9.2b | Airports | Fuel facility | Landslide | Peak Ground Deformation (cm) | 0.89064
97 | L9.2b | Airports | Fuel facility | Landslide | Peak Ground Deformation (cm) | 0.89391
98 | L9.2b | Airports | Fuel facility | Landslide | Peak Ground Deformation (cm) | 0.89708
99 | L9.2b | Airports | Fuel facility | Landslide | Peak Ground Deformation (cm) | 0.90016
100 | L9.2b | Airports | Fuel facility | Landslide | Peak Ground Deformation (cm) | 0.90315
101 | L9.2b | Airports | Fuel facility | Landslide | Peak Ground Deformation (cm) | 0.90606
102 | L9.2b | Airports | Fuel facility | Landslide | Peak Ground Deformation (cm) | 0.90887
103 | L9.2b | Airports | Fuel facility | Landslide | Peak Ground Deformation (cm) | 0.9116
104 | L9.2b | Airports | Fuel facility | Landslide | Peak Ground Deformation (cm) | 0.91425
105 | L9.2b | Airports | Fuel facility | Landslide | Peak Ground Deformation (cm) | 0.91683
106 | L9.2b | Airports | Fuel facility | Landslide | Peak Ground Deformation (cm) | 0.91932
107 | L9.2b | Airports | Fuel facility | Landslide | Peak Ground Deformation (cm) | 0.92174
108 | L9.2b | Airports | Fuel facility | Landslide | Peak Ground Deformation (cm) | 0.92409
109 | L9.2b | Airports | Fuel facility | Landslide | Peak Ground Deformation (cm) | 0.92636
110 | L9.2b | Airports | Fuel facility | Landslide | Peak Ground Deformation (cm) | 0.92857
111 | L9.2b | Airports | Fuel facility | Landslide | Peak Ground Deformation (cm) | 0.93071
112 | L9.2b | Airports | Fuel facility | Landslide | Peak Ground Deformation (cm) | 0.93279
113 | L9.2b | Airports | Fuel facility | Landslide | Peak Ground Deformation (cm) | 0.9348
114 | L9.2b | Airports | Fuel facility | Landslide | Peak Ground Deformation (cm) | 0.93675
115 | L9.2b | Airports | Fuel facility | Landslide | Peak Ground Deformation (cm) | 0.93865
116 | L9.2b | Airports | Fuel facility | Landslide | Peak Ground Deformation (cm) | 0.94048
117 | L9.2b | Airports | Fuel facility | Landslide | Peak Ground Deformation (cm) | 0.94226
118 | L9.2b | Airports | Fuel facility | Landslide | Peak Ground Deformation (cm) | 0.94399
119 | L9.2b | Airports | Fuel facility | Landslide | Peak Ground Deformation (cm) | 0.94566
120 | L9.2b | Airports | Fuel facility | Landslide | Peak Ground Deformation (cm) | 0.94728
121 | L9.2b | Airports | Fuel facility | Landslide | Peak Ground Deformation (cm) | 0.94886
122 | L9.2b | Airports | Fuel facility | Landslide | Peak Ground Deformation (cm) | 0.95038
123 | L9.2b | Airports | Fuel facility | Landslide | Peak Ground Deformation (cm) | 0.95186
124 | L9.2b | Airports | Fuel facility | Landslide | Peak Ground Deformation (cm) | 0.95329
125 | L9.2b | Airports | Fuel facility | Landslide | Peak Ground Deformation (cm) | 0.95468
0 | L7.34 | Roads | 7.4 years old | Landslide | Representative velocity along the steepest slope direction, Vslope (mm/year) | 0
1 | L7.34 | Roads | 7.4 years old | Landslide | Representative velocity along the steepest slope direction, Vslope (mm/year) | 0.084
2 | L7.34 | Roads | 7.4 years old | Landslide | Representative velocity along the steepest slope direction, Vslope (mm/year) | 0.14467
3 | L7.34 | Roads | 7.4 years old | Landslide | Representative velocity along the steepest slope direction, Vslope (mm/year) | 0.20867
4 | L7.34 | Roads | 7.4 years old | Landslide | Representative velocity along the steepest slope direction, Vslope (mm/year) | 0.28267
5 | L7.34 | Roads | 7.4 years old | Landslide | Representative velocity along the steepest slope direction, Vslope (mm/year) | 0.366
6 | L7.34 | Roads | 7.4 years old | Landslide | Representative velocity along the steepest slope direction, Vslope (mm/year) | 0.44167
7 | L7.34 | Roads | 7.4 years old | Landslide | Representative velocity along the steepest slope direction, Vslope (mm/year) | 0.50733
8 | L7.34 | Roads | 7.4 years old | Landslide | Representative velocity along the steepest slope direction, Vslope (mm/year) | 0.57733
9 | L7.34 | Roads | 7.4 years old | Landslide | Representative velocity along the steepest slope direction, Vslope (mm/year) | 0.64267
10 | L7.34 | Roads | 7.4 years old | Landslide | Representative velocity along the steepest slope direction, Vslope (mm/year) | 0.70167
11 | L7.34 | Roads | 7.4 years old | Landslide | Representative velocity along the steepest slope direction, Vslope (mm/year) | 0.755
12 | L7.34 | Roads | 7.4 years old | Landslide | Representative velocity along the steepest slope direction, Vslope (mm/year) | 0.79567
13 | L7.34 | Roads | 7.4 years old | Landslide | Representative velocity along the steepest slope direction, Vslope (mm/year) | 0.82533
14 | L7.34 | Roads | 7.4 years old | Landslide | Representative velocity along the steepest slope direction, Vslope (mm/year) | 0.85633
15 | L7.34 | Roads | 7.4 years old | Landslide | Representative velocity along the steepest slope direction, Vslope (mm/year) | 0.88633
16 | L7.34 | Roads | 7.4 years old | Landslide | Representative velocity along the steepest slope direction, Vslope (mm/year) | 0.91033
17 | L7.34 | Roads | 7.4 years old | Landslide | Representative velocity along the steepest slope direction, Vslope (mm/year) | 0.93
18 | L7.34 | Roads | 7.4 years old | Landslide | Representative velocity along the steepest slope direction, Vslope (mm/year) | 0.94433
19 | L7.34 | Roads | 7.4 years old | Landslide | Representative velocity along the steepest slope direction, Vslope (mm/year) | 0.95633
20 | L7.34 | Roads | 7.4 years old | Landslide | Representative velocity along the steepest slope direction, Vslope (mm/year) | 0.966
21 | L7.34 | Roads | 7.4 years old | Landslide | Representative velocity along the steepest slope direction, Vslope (mm/year) | 0.97333
22 | L7.34 | Roads | 7.4 years old | Landslide | Representative velocity along the steepest slope direction, Vslope (mm/year) | 0.97933
23 | L7.34 | Roads | 7.4 years old | Landslide | Representative velocity along the steepest slope direction, Vslope (mm/year) | 0.98233
24 | L7.34 | Roads | 7.4 years old | Landslide | Representative velocity along the steepest slope direction, Vslope (mm/year) | 0.98467
25 | L7.34 | Roads | 7.4 years old | Landslide | Representative velocity along the steepest slope direction, Vslope (mm/year) | 0.987
26 | L7.34 | Roads | 7.4 years old | Landslide | Representative velocity along the steepest slope direction, Vslope (mm/year) | 0.98967
27 | L7.34 | Roads | 7.4 years old | Landslide | Representative velocity along the steepest slope direction, Vslope (mm/year) | 0.992
28 | L7.34 | Roads | 7.4 years old | Landslide | Representative velocity along the steepest slope direction, Vslope (mm/year) | 0.995
29 | L7.34 | Roads | 7.4 years old | Landslide | Representative velocity along the steepest slope direction, Vslope (mm/year) | 0.99767
30 | L7.34 | Roads | 7.4 years old | Landslide | Representative velocity along the steepest slope direction, Vslope (mm/year) | 1
0 | L7.35 | Roads | 12.4 years old | Landslide | Representative velocity along the steepest slope direction, Vslope (mm/year) | 0
1 | L7.35 | Roads | 12.4 years old | Landslide | Representative velocity along the steepest slope direction, Vslope (mm/year) | 0.092333
2 | L7.35 | Roads | 12.4 years old | Landslide | Representative velocity along the steepest slope direction, Vslope (mm/year) | 0.21233
3 | L7.35 | Roads | 12.4 years old | Landslide | Representative velocity along the steepest slope direction, Vslope (mm/year) | 0.337
4 | L7.35 | Roads | 12.4 years old | Landslide | Representative velocity along the steepest slope direction, Vslope (mm/year) | 0.476
5 | L7.35 | Roads | 12.4 years old | Landslide | Representative velocity along the steepest slope direction, Vslope (mm/year) | 0.584
6 | L7.35 | Roads | 12.4 years old | Landslide | Representative velocity along the steepest slope direction, Vslope (mm/year) | 0.69067
7 | L7.35 | Roads | 12.4 years old | Landslide | Representative velocity along the steepest slope direction, Vslope (mm/year) | 0.77733
8 | L7.35 | Roads | 12.4 years old | Landslide | Representative velocity along the steepest slope direction, Vslope (mm/year) | 0.84
9 | L7.35 | Roads | 12.4 years old | Landslide | Representative velocity along the steepest slope direction, Vslope (mm/year) | 0.89033
10 | L7.35 | Roads | 12.4 years old | Landslide | Representative velocity along the steepest slope direction, Vslope (mm/year) | 0.925
11 | L7.35 | Roads | 12.4 years old | Landslide | Representative velocity along the steepest slope direction, Vslope (mm/year) | 0.95133
12 | L7.35 | Roads | 12.4 years old | Landslide | Representative velocity along the steepest slope direction, Vslope (mm/year) | 0.972
13 | L7.35 | Roads | 12.4 years old | Landslide | Representative velocity along the steepest slope direction, Vslope (mm/year) | 0.983
14 | L7.35 | Roads | 12.4 years old | Landslide | Representative velocity along the steepest slope direction, Vslope (mm/year) | 0.99033
15 | L7.35 | Roads | 12.4 years old | Landslide | Representative velocity along the steepest slope direction, Vslope (mm/year) | 0.996
16 | L7.35 | Roads | 12.4 years old | Landslide | Representative velocity along the steepest slope direction, Vslope (mm/year) | 1
17 | L7.35 | Roads | 12.4 years old | Landslide | Representative velocity along the steepest slope direction, Vslope (mm/year) | 1
18 | L7.35 | Roads | 12.4 years old | Landslide | Representative velocity along the steepest slope direction, Vslope (mm/year) | 1
19 | L7.35 | Roads | 12.4 years old | Landslide | Representative velocity along the steepest slope direction, Vslope (mm/year) | 1
20 | L7.35 | Roads | 12.4 years old | Landslide | Representative velocity along the steepest slope direction, Vslope (mm/year) | 1
21 | L7.35 | Roads | 12.4 years old | Landslide | Representative velocity along the steepest slope direction, Vslope (mm/year) | 1
22 | L7.35 | Roads | 12.4 years old | Landslide | Representative velocity along the steepest slope direction, Vslope (mm/year) | 1
23 | L7.35 | Roads | 12.4 years old | Landslide | Representative velocity along the steepest slope direction, Vslope (mm/year) | 1
24 | L7.35 | Roads | 12.4 years old | Landslide | Representative velocity along the steepest slope direction, Vslope (mm/year) | 1
25 | L7.35 | Roads | 12.4 years old | Landslide | Representative velocity along the steepest slope direction, Vslope (mm/year) | 1
26 | L7.35 | Roads | 12.4 years old | Landslide | Representative velocity along the steepest slope direction, Vslope (mm/year) | 1
27 | L7.35 | Roads | 12.4 years old | Landslide | Representative velocity along the steepest slope direction, Vslope (mm/year) | 1
28 | L7.35 | Roads | 12.4 years old | Landslide | Representative velocity along the steepest slope direction, Vslope (mm/year) | 1
29 | L7.35 | Roads | 12.4 years old | Landslide | Representative velocity along the steepest slope direction, Vslope (mm/year) | 1
30 | L7.35 | Roads | 12.4 years old | Landslide | Representative velocity along the steepest slope direction, Vslope (mm/year) | 1
0 | L7.36 | Roads | 17.4 years old | Landslide | Representative velocity along the steepest slope direction, Vslope (mm/year) | 0
1 | L7.36 | Roads | 17.4 years old | Landslide | Representative velocity along the steepest slope direction, Vslope (mm/year) | 0.13
2 | L7.36 | Roads | 17.4 years old | Landslide | Representative velocity along the steepest slope direction, Vslope (mm/year) | 0.30567
3 | L7.36 | Roads | 17.4 years old | Landslide | Representative velocity along the steepest slope direction, Vslope (mm/year) | 0.487
4 | L7.36 | Roads | 17.4 years old | Landslide | Representative velocity along the steepest slope direction, Vslope (mm/year) | 0.645
5 | L7.36 | Roads | 17.4 years old | Landslide | Representative velocity along the steepest slope direction, Vslope (mm/year) | 0.77133
6 | L7.36 | Roads | 17.4 years old | Landslide | Representative velocity along the steepest slope direction, Vslope (mm/year) | 0.85867
7 | L7.36 | Roads | 17.4 years old | Landslide | Representative velocity along the steepest slope direction, Vslope (mm/year) | 0.91433
8 | L7.36 | Roads | 17.4 years old | Landslide | Representative velocity along the steepest slope direction, Vslope (mm/year) | 0.94633
9 | L7.36 | Roads | 17.4 years old | Landslide | Representative velocity along the steepest slope direction, Vslope (mm/year) | 0.97067
10 | L7.36 | Roads | 17.4 years old | Landslide | Representative velocity along the steepest slope direction, Vslope (mm/year) | 0.98367
11 | L7.36 | Roads | 17.4 years old | Landslide | Representative velocity along the steepest slope direction, Vslope (mm/year) | 0.99533
12 | L7.36 | Roads | 17.4 years old | Landslide | Representative velocity along the steepest slope direction, Vslope (mm/year) | 1
13 | L7.36 | Roads | 17.4 years old | Landslide | Representative velocity along the steepest slope direction, Vslope (mm/year) | 1
14 | L7.36 | Roads | 17.4 years old | Landslide | Representative velocity along the steepest slope direction, Vslope (mm/year) | 1
15 | L7.36 | Roads | 17.4 years old | Landslide | Representative velocity along the steepest slope direction, Vslope (mm/year) | 1
16 | L7.36 | Roads | 17.4 years old | Landslide | Representative velocity along the steepest slope direction, Vslope (mm/year) | 1
17 | L7.36 | Roads | 17.4 years old | Landslide | Representative velocity along the steepest slope direction, Vslope (mm/year) | 1
18 | L7.36 | Roads | 17.4 years old | Landslide | Representative velocity along the steepest slope direction, Vslope (mm/year) | 1
19 | L7.36 | Roads | 17.4 years old | Landslide | Representative velocity along the steepest slope direction, Vslope (mm/year) | 1
20 | L7.36 | Roads | 17.4 years old | Landslide | Representative velocity along the steepest slope direction, Vslope (mm/year) | 1
21 | L7.36 | Roads | 17.4 years old | Landslide | Representative velocity along the steepest slope direction, Vslope (mm/year) | 1
22 | L7.36 | Roads | 17.4 years old | Landslide | Representative velocity along the steepest slope direction, Vslope (mm/year) | 1
23 | L7.36 | Roads | 17.4 years old | Landslide | Representative velocity along the steepest slope direction, Vslope (mm/year) | 1
24 | L7.36 | Roads | 17.4 years old | Landslide | Representative velocity along the steepest slope direction, Vslope (mm/year) | 1
25 | L7.36 | Roads | 17.4 years old | Landslide | Representative velocity along the steepest slope direction, Vslope (mm/year) | 1
26 | L7.36 | Roads | 17.4 years old | Landslide | Representative velocity along the steepest slope direction, Vslope (mm/year) | 1
27 | L7.36 | Roads | 17.4 years old | Landslide | Representative velocity along the steepest slope direction, Vslope (mm/year) | 1
28 | L7.36 | Roads | 17.4 years old | Landslide | Representative velocity along the steepest slope direction, Vslope (mm/year) | 1
29 | L7.36 | Roads | 17.4 years old | Landslide | Representative velocity along the steepest slope direction, Vslope (mm/year) | 1
30 | L7.36 | Roads | 17.4 years old | Landslide | Representative velocity along the steepest slope direction, Vslope (mm/year) | 1
0 | L7.37 | Roads | 22.4 years old | Landslide | Representative velocity along the steepest slope direction, Vslope (mm/year) | 0
1 | L7.37 | Roads | 22.4 years old | Landslide | Representative velocity along the steepest slope direction, Vslope (mm/year) | 0.17167
2 | L7.37 | Roads | 22.4 years old | Landslide | Representative velocity along the steepest slope direction, Vslope (mm/year) | 0.40533
3 | L7.37 | Roads | 22.4 years old | Landslide | Representative velocity along the steepest slope direction, Vslope (mm/year) | 0.60833
4 | L7.37 | Roads | 22.4 years old | Landslide | Representative velocity along the steepest slope direction, Vslope (mm/year) | 0.78233
5 | L7.37 | Roads | 22.4 years old | Landslide | Representative velocity along the steepest slope direction, Vslope (mm/year) | 0.88567
6 | L7.37 | Roads | 22.4 years old | Landslide | Representative velocity along the steepest slope direction, Vslope (mm/year) | 0.93967
7 | L7.37 | Roads | 22.4 years old | Landslide | Representative velocity along the steepest slope direction, Vslope (mm/year) | 0.97033
8 | L7.37 | Roads | 22.4 years old | Landslide | Representative velocity along the steepest slope direction, Vslope (mm/year) | 0.99033
9 | L7.37 | Roads | 22.4 years old | Landslide | Representative velocity along the steepest slope direction, Vslope (mm/year) | 0.99933
10 | L7.37 | Roads | 22.4 years old | Landslide | Representative velocity along the steepest slope direction, Vslope (mm/year) | 1
11 | L7.37 | Roads | 22.4 years old | Landslide | Representative velocity along the steepest slope direction, Vslope (mm/year) | 1
12 | L7.37 | Roads | 22.4 years old | Landslide | Representative velocity along the steepest slope direction, Vslope (mm/year) | 1
13 | L7.37 | Roads | 22.4 years old | Landslide | Representative velocity along the steepest slope direction, Vslope (mm/year) | 1
14 | L7.37 | Roads | 22.4 years old | Landslide | Representative velocity along the steepest slope direction, Vslope (mm/year) | 1
15 | L7.37 | Roads | 22.4 years old | Landslide | Representative velocity along the steepest slope direction, Vslope (mm/year) | 1
16 | L7.37 | Roads | 22.4 years old | Landslide | Representative velocity along the steepest slope direction, Vslope (mm/year) | 1
17 | L7.37 | Roads | 22.4 years old | Landslide | Representative velocity along the steepest slope direction, Vslope (mm/year) | 1
18 | L7.37 | Roads | 22.4 years old | Landslide | Representative velocity along the steepest slope direction, Vslope (mm/year) | 1
19 | L7.37 | Roads | 22.4 years old | Landslide | Representative velocity along the steepest slope direction, Vslope (mm/year) | 1
20 | L7.37 | Roads | 22.4 years old | Landslide | Representative velocity along the steepest slope direction, Vslope (mm/year) | 1
21 | L7.37 | Roads | 22.4 years old | Landslide | Representative velocity along the steepest slope direction, Vslope (mm/year) | 1
22 | L7.37 | Roads | 22.4 years old | Landslide | Representative velocity along the steepest slope direction, Vslope (mm/year) | 1
23 | L7.37 | Roads | 22.4 years old | Landslide | Representative velocity along the steepest slope direction, Vslope (mm/year) | 1
24 | L7.37 | Roads | 22.4 years old | Landslide | Representative velocity along the steepest slope direction, Vslope (mm/year) | 1
25 | L7.37 | Roads | 22.4 years old | Landslide | Representative velocity along the steepest slope direction, Vslope (mm/year) | 1
26 | L7.37 | Roads | 22.4 years old | Landslide | Representative velocity along the steepest slope direction, Vslope (mm/year) | 1
27 | L7.37 | Roads | 22.4 years old | Landslide | Representative velocity along the steepest slope direction, Vslope (mm/year) | 1
28 | L7.37 | Roads | 22.4 years old | Landslide | Representative velocity along the steepest slope direction, Vslope (mm/year) | 1
29 | L7.37 | Roads | 22.4 years old | Landslide | Representative velocity along the steepest slope direction, Vslope (mm/year) | 1
30 | L7.37 | Roads | 22.4 years old | Landslide | Representative velocity along the steepest slope direction, Vslope (mm/year) | 1
0 | L7.32a | Roads | Major roads | Landslide | Landslide area (m^2) | 0
1 | L7.32a | Roads | Major roads | Landslide | Landslide area (m^2) | 0.0093
10 | L7.32a | Roads | Major roads | Landslide | Landslide area (m^2) | 0.032171
100 | L7.32a | Roads | Major roads | Landslide | Landslide area (m^2) | 0.079872
1000 | L7.32a | Roads | Major roads | Landslide | Landslide area (m^2) | 0.21092
10000 | L7.32a | Roads | Major roads | Landslide | Landslide area (m^2) | 0.55804
0 | L7.32b | Roads | Major roads | Landslide | Landslide area (m^2) | 0
1 | L7.32b | Roads | Major roads | Landslide | Landslide area (m^2) | 0.04489
10 | L7.32b | Roads | Major roads | Landslide | Landslide area (m^2) | 0.18726
100 | L7.32b | Roads | Major roads | Landslide | Landslide area (m^2) | 1
1000 | L7.32b | Roads | Major roads | Landslide | Landslide area (m^2) | 1
10000 | L7.32b | Roads | Major roads | Landslide | Landslide area (m^2) | 1
0 | L7.33a | Roads | Secondary roads | Landslide | Landslide area (m^2) | 0
1 | L7.33a | Roads | Secondary roads | Landslide | Landslide area (m^2) | 0.0092
10 | L7.33a | Roads | Secondary roads | Landslide | Landslide area (m^2) | 0.018683
100 | L7.33a | Roads | Secondary roads | Landslide | Landslide area (m^2) | 0.059831
1000 | L7.33a | Roads | Secondary roads | Landslide | Landslide area (m^2) | 0.17126
10000 | L7.33a | Roads | Secondary roads | Landslide | Landslide area (m^2) | 0.55416
0 | L7.33b | Roads | Secondary roads | Landslide | Landslide area (m^2) | 0
1 | L7.33b | Roads | Secondary roads | Landslide | Landslide area (m^2) | 0.0369
10 | L7.33b | Roads | Secondary roads | Landslide | Landslide area (m^2) | 0.15929
100 | L7.33b | Roads | Secondary roads | Landslide | Landslide area (m^2) | 0.701
1000 | L7.33b | Roads | Secondary roads | Landslide | Landslide area (m^2) | 1
10000 | L7.33b | Roads | Secondary roads | Landslide | Landslide area (m^2) | 1